## LINK LINE BOM (hidden)
LINK LINE BILL OF MATERIAL
TO PRINT: ON THE MENU BAR CHOOSE "VIEW" AND THEN "PAGE BREAK
PREVIEW" TO SEE THE PAGE NUMBERS. ON YOUR PRINT SCREEN
FILL IN THE PAGE NUMBERS THAT YOU WANT TO PRINT.
FILL IN THE
UPDATE THE PER "UNIT PURCHASE PRICE" AND "% MARK UP" OF THE MATERIAL ON THIS SHEET ("TOTAL BOM") ONLY. | [10 empty] | "UNIT PURCHASE
THE "UNIT SALES PRICE" WILL UPDATE AUTOMATICALLY ON ALL THE OTHER SHEETS AND IS THE ONLY PRICE | [10 empty] | PRICE" AS WELL AS
USED IN THE COSTING OF THE MATERIAL. | [10 empty] | YOUR "% MARK UP"
ADD OR SUBTRACT (-) MATERIAL BY FILLING IN "ADD UNITS REQ" WHERE APPLICABLE.
ITEMS NOT MENTIONED IN THE "TOTAL BILL OF MATERIAL" CAN BE ADDED IN THE SPACE PROVIDED AT THE BOTTOM OF THE BILL.
IF REQUIRED A "SUPPLIER ITEM CODE" CAN BE FILLED IN.
CLIENT CREDIT LIMIT: |  |  |  | 0
LINK LINE BILL OF MATERIAL
|  |  | PROJECT NAME: | #REF!
|  |  | ORDER NUMBER: | #REF!
|  |  | ORDERED BY: | #REF!
|  |  | ORDER DATE: | #REF!
#REF! |  |  | CONTRACT NO: | #REF!
TOTAL COST | TOTAL | ADD | TOTAL | UNITS | SUPPLIER |  |  | DRW |  | UNIT |  | % | UNIT
OF ALL | UNITS | UNITS REQ | UNITS | OUT- | ITEM | ESKOM | ITEM | NO |  | SALES |  | MARK | PURCHASE
UNITS REQUIRED | REQUIRED | (+ OR -) | DELIVERED | STANDING | CODE | ITEM CODE | DESCRIPTION | "D-DT" | UMC | PRICE |  | UP | PRICE
#REF! | #REF! | 0 | #REF! | #REF! |  | 5340 70 009 9924 | ANCHOR; EASYDRIVE, NYLON, 6mm x 55mmLG | 3149 | EA | 1 |  | 0 | 1 | 0
#REF! | #REF! | 0 | #REF! | #REF! |  | 4030 70 009 6636 | ANCHOR; ROCK ANCHOR ASSEMBLY | 3054 | EA | 2 |  | 0 | 2 | 0
#REF! | #REF! | 0 | #REF! | #REF! |  | 5340 70 102 8689 | ANCHOR; SOIL FOR STRUT POLES | 3035 | EA | 3 |  | 0 | 3 | 0
#REF! | #REF! | 0 | #REF! | #REF! |  | 4030 70 009 5396 | ANCHOR; STAY ROD M12 x 1500mmLG, NON ADJUSTABLE | 3011 | EA | 4 |  | 0 | 4 | 0
#REF! | #REF! | 0 | #REF! | #REF! |  | 4030 70 009 7307 | ANCHOR; STAY ROD M20 x 2000mmLG, NON ADJUSTABLE | 3012 | EA | 5 |  | 0 | 5 | 0
#REF! | #REF! | 0 | #REF! | #REF! |  | 5975 70 104 6006 | ARMOR GRIP SUSPENSION UNIT (AGS) FOR MINK | 3052 | SET | 6 |  | 0 | 6 | 0
#REF! | #REF! | 0 | #REF! | #REF! |  | 5975 70 101 9020 | ARMOR GRIP SUSPENSION UNIT (AGS) FOR HARE | 3052 | SET | 7 |  | 0 | 7 | 0
#REF! | #REF! | 0 | #REF! | #REF! |  | 5974 70 007 5146 | ARMOR ROD; PREF, AL 6,18-8,58mm DIA (SQUIRREL) | 3064 | SET | 8 |  | 0 | 8 | 0
#REF! | #REF! | 0 | #REF! | #REF! |  | 5975 18 404 2975 | ARMOR ROD; PREF, AL 8,29-8,79mm DIA (FOX/FIR) | 3064 | SET | 9 |  | 0 | 9 | 0
#REF! | #REF! | 0 | #REF! | #REF! |  | 5975 18 404 5264 | ARMOR ROD; PREF, AL 10,5-11,07mm DIA (MINK/PINE) | 3064 | SET | 10 |  | 0 | 10 | 0
#REF! | #REF! | 0 | #REF! | #REF! |  | 5975 18 403 8929 | ARMOR ROD; PREF, AL 14,01-14,86mm DIA (HARE/OAK) | 3064 | SET | 11 |  | 0 | 11 | 0
12
#REF! | #REF! | 0 | #REF! | #REF! |  | 6625 70 010 7685 | BASE UNIT; ED SOCKET, STANDARD | 3171 | EA | 13 |  | 0 | 13 | 0
#REF! | #REF! | 0 | #REF! | #REF! |  | 6625 70 012 1875 | BASE UNIT; PASSIVE, FOR ECU / BCU, MOUNTED ON RAILS | 3171 | EA | 14 |  | 0 | 14 | 0
#REF! | #REF! | 0 | #REF! | #REF! |  | 5660 18 406 3096 | BARBED WIRE; GALVANISED (500M / ROLL) |  | ROL | 15 |  | 0 | 15 | 0
#REF! | #REF! | 0 | #REF! | #REF! |  | 5305 70 011 8710 | BOLT & NUT; M20 x 65mm | 3082 | EA | 16 |  | 0 | 16 | 0
#REF! | #REF! | 0 | #REF! | #REF! |  | 5306 70 009 6496 | BOLT; EYE M20x250mm GALV + 2 NUTS & 2 SQ WASHERS | 3005 | EA | 17 |  | 0 | 17 | 0
#REF! | #REF! | 0 | #REF! | #REF! |  | 5306 70 009 5478 | BOLT; PIGTAIL, M16 x 380THD + 2 NUTS & 2 SQ WASHERS | 3003 | EA | 18 |  | 0 | 18 | 0
#REF! | #REF! | 0 | #REF! | #REF! |  | 5975 70 010 0028 | BOX; SERVICE DISTRIBUTION 1-4 WAY (1 x 50A C/B) | 3055 | EA | 19 |  | 0 | 19 | 0
#REF! | #REF! | 0 | #REF! | #REF! |  | 5975 70 012 2747 | BOX; SERVICE DISTRIBUTION 2-WAY (1 x 50A CB) | 3055 | EA | 20 |  | 0 | 20 | 0
#REF! | #REF! | 0 | #REF! | #REF! |  | 5975 70 012 2740 | BOX; SERVICE DISTRIBUTION 4-WAY (1 x 120A C/B) | 3055 | EA | 21 |  | 0 | 21 | 0
#REF! | #REF! | 0 | #REF! | #REF! |  | 5975 70 011 8256 | BOX; SERVICE DISTRIBUTION 5-8 WAY (2 x 50A C/B) | 3055 | EA | 22 |  | 0 | 22 | 0
#REF! | #REF! | 0 | #REF! | #REF! |  | 5340 70 011 0319 | BRACKET; ST FOR CUT OUT ON STEEL CROSSARM | 3086 | EA | 23 |  | 0 | 23 | 0
#REF! | #REF! | 0 | #REF! | #REF! |  | 5340 70 011 0315 | BRACKET; ST FOR CUT OUT ON WOOD CROSSARM | 3086 | EA | 24 |  | 0 | 24 | 0
#REF! | #REF! | 0 | #REF! | #REF! |  | 5920 70 012 3444 | BRACKET: FOR 3 OFF LV 1-PH DIN 00 TYPE FUSE HOLDERS | 3182 | EA | 25 |  | 0 | 25 | 0
#REF! | #REF! | 0 | #REF! | #REF! |  | 5920 70 009 8291 | BRACKET; FOR MV SURGE ARRESTERS ON O/H LINES | 3047 | EA | 26 |  | 0 | 26 | 0
#REF! | #REF! | 0 | #REF! | #REF! |  | 5975 70 009 6753 | BRACKET; POLE TOP | 3046 | EA | 27 |  | 0 | 27 | 0
#REF! | #REF! | 0 | #REF! | #REF! |  | 5975 70 009 3381 | BRACKET; STRUT POLE | 3109 | SET | 28 |  | 0 | 28 | 0
#REF! | #REF! | 0 | #REF! | #REF! |  | 5975 18 405 4162 | BRACKET; TYPE "F" FOR METER BOX, 2000mmLG | 3022 | EA | 29 |  | 0 | 29 | 0
#REF! | #REF! | 0 | #REF! | #REF! |  | 5340 18 405 8370 | BUCKLES; BANDIT FOR 12mm S/S STRAP (100 / BOX) | 3110 | BOX | 30 |  | 0 | 30 | 0
TOTAL COST | TOTAL | ADD | TOTAL | UNITS | SUPPLIER |  |  | DRW |  | UNIT |  | % | UNIT
OF ALL | UNITS | UNITS REQ | UNITS | OUT- | ITEM | ESKOM | ITEM | NO |  | SALES |  | MARK | PURCHASE
UNITS REQUIRED | REQUIRED | (+ OR -) | DELIVERED | STANDING | CODE | ITEM CODE | DESCRIPTION | "D-DT" | UMC | PRICE |  | UP | PRICE
#REF! | #REF! | 0 | #REF! | #REF! |  | 5975 70 009 2555 | CABLE TIE; PVC, UV STABLE (NRS 020) (100 / BOX) | 3075 | EA | 31 |  | 0 | 31 | 0
#REF! | #REF! | 0 | #REF! | #REF! |  |  | CABLE; 12-CORE FOR MV METERING |  | M | 32 |  | 0 | 32 | 0
#REF! | #REF! | 0 | #REF! | #REF! |  | 6145 70 011 9463 | CABLE; CONCENTRIC, 4mmSQ (AIRDAC) (8 - 9,5mmDIA) | 3140 | M | 33 |  | 0 | 33 | 0
#REF! | #REF! | 0 | #REF! | #REF! |  | 6145 70 011 6797 | CABLE; CONCENTRIC, 10mmSQ (AIRDAC) (10 - 12,5mmDIA) | 3140 | M | 34 |  | 0 | 34 | 0
#REF! | #REF! | 0 | #REF! | #REF! |  | 6145 70 012 1581 | CABLE; CONCENTRIC, 16mmSQ (AIRDAC) (12 - 14mmDIA) | 3140 | M | 35 |  | 0 | 35 | 0
#REF! | #REF! | 0 | #REF! | #REF! |  | 5935 70 009 7595 | CLAMP; PG, BI-METAL 4-15mm DIA RUN & TAP | 3058 | EA | 36 |  | 0 | 36 | 0
#REF! | #REF! | 0 | #REF! | #REF! |  | 5975 70 012 0635 | CLAMP; STRAIN FOR 4mm CONCENTRIC CABLE (AIRDAC) | 3067 | EA | 37 |  | 0 | 37 | 0
#REF! | #REF! | 0 | #REF! | #REF! |  | 5975 70 009 6605 | CLAMP; STRAIN FOR 10mm CONCENTRIC CABLE (AIRDAC) | 3067 | EA | 38 |  | 0 | 38 | 0
#REF! | #REF! | 0 | #REF! | #REF! |  |  | CLAMP; STRAIN, PISTOL GRIP FOR SQUIRREL CONDUCTOR |  | EA | 39 |  | 0 | 39 | 0
#REF! | #REF! | 0 | #REF! | #REF! |  |  | CLAMP; STRAIN, PISTOL GRIP FOR FOX CONDUCTOR |  | EA | 40 |  | 0 | 40 | 0
#REF! | #REF! | 0 | #REF! | #REF! |  |  | CLAMP; STRAIN, PISTOL GRIP FOR MINK CONDUCTOR |  | EA | 41 |  | 0 | 41 | 0
#REF! | #REF! | 0 | #REF! | #REF! |  |  | CLAMP; STRAIN, PISTOL GRIP FOR HARE CONDUCTOR |  | EA | 42 |  | 0 | 42 | 0
#REF! | #REF! | 0 | #REF! | #REF! |  | 5975 70 010 0278 | CLAMP; STRAIN, WEDGE, FOR ABC B/NEUT (35-50mm SQ) | 3060 | EA | 43 |  | 0 | 43 | 0
#REF! | #REF! | 0 | #REF! | #REF! |  | 0168534 | CLAMP; SUSP CRADLE FOR 8,0 - 18,4mm DIA CONDUCT | 3008 | EA | 44 |  | 0 | 44 | 0
#REF! | #REF! | 0 | #REF! | #REF! |  | 0010840 | CLAMP; SUSP CRADLE FOR 15,0 - 25,4mm DIA CONDUCT | 3008 | EA | 45 |  | 0 | 45 | 0
#REF! | #REF! | 0 | #REF! | #REF! |  | 5975 70 010 0769 | CLAMP; SUSP FOR B/NEUT ABC (35-50 SQ) | 3061 | EA | 46 |  | 0 | 46 | 0
#REF! | #REF! | 0 | #REF! | #REF! |  | 5975 70 011 1209 | CLAMP; SUSP FOR 4 - 16mmSQ CONCENT CABLE (AIRDAC) | 3062 | EA | 47 |  | 0 | 47 | 0
#REF! | #REF! | 0 | #REF! | #REF! |  | 5975 18 404 9166 | CLAMP; THIMBLE CLEVIS FOR P/F D/END, 40kN | 3007 | EA | 48 |  | 0 | 48 | 0
#REF! | #REF! | 0 | #REF! | #REF! |  | 5340 70 102 5868 | CLIP; BONDING, GALV, 22mmDIA DOLE | 3033 | EA | 49 |  | 0 | 49
#REF! | #REF! | 0 | #REF! | #REF! |  | 6145 70 103 0676 | CONDUCTOR; CU, BARE, STR 7/1,63, ANNEALED, 16mmSQ | 3139 | M | 50 |  | 0 | 50 | 0
#REF! | #REF! | 0 | #REF! | #REF! |  | 6145 70 011 6622 | CONDUCTOR; 35SQ ABC 2-CORE 1xPH+1xB/NEUT | 3141 | M | 51 |  | 0 | 51 | 0
#REF! | #REF! | 0 | #REF! | #REF! |  | 6145 70 012 0393 | CONDUCTOR; 35SQ ABC 3-CORE 2xPH+1xB/NEUT | 3141 | M | 52 |  | 0 | 52 | 0
#REF! | #REF! | 0 | #REF! | #REF! |  | 6145 70 009 8424 | CONDUCTOR; 35SQ ABC 4-CORE 3xPH+1xB/NEUT | 3141 | M | 53 |  | 0 | 53 | 0
#REF! | #REF! | 0 | #REF! | #REF! |  | 6145 70 012 3864 | CONDUCTOR; 70SQ ABC 3-CORE 2xPH+1xB/NEUT | 3141 | M | 54 |  | 0 | 54 | 0
#REF! | #REF! | 0 | #REF! | #REF! |  | 6145 70 009 8425 | CONDUCTOR; 70SQ ABC 4-CORE 3xPH+1xB/NEUT | 3141 | M | 55 |  | 0 | 55 | 0
#REF! | #REF! | 0 | #REF! | #REF! |  | 6145 70 007 0012 | CONDUCTOR; ACSR, SQUIRREL, 6,33mm DIA, UNGREASED | 3136 | M | 56 |  | 0 | 56 | 0
#REF! | #REF! | 0 | #REF! | #REF! |  | 6145 70 007 4187 | CONDUCTOR; AAAC, ACACIA, 6,24mm DIA, UNGREASED | 3136 | M | 57 |  | 0 | 57 | 0
#REF! | #REF! | 0 | #REF! | #REF! |  | 6145 18 403 7359 | CONDUCTOR; ACSR, FOX, 8,37mm DIA, UNGREASED | 3136 | M | 58 |  | 0 | 58 | 0
#REF! | #REF! | 0 | #REF! | #REF! |  | 6145 18 404 3114 | CONDUCTOR; AAAC, CODE NAME 35, 8,31mm DIA, UNGRS | 3136 | M | 59 |  | 0 | 59 | 0
#REF! | #REF! | 0 | #REF! | #REF! |  | 6145 18 403 7362 | CONDUCTOR; ACSR, MINK, 10,98mm DIA, UNGREASED | 3136 | M | 60 |  | 0 | 60 | 0
#REF! | #REF! | 0 | #REF! | #REF! |  | 6145 18 404 4507 | CONDUCTOR; AAAC, PINE, 10,83mm DIA, UNGREASED | 3136 | M | 61 |  | 0 | 61 | 0
#REF! | #REF! | 0 | #REF! | #REF! |  | 6145 18 403 7361 | CONDUCTOR; ACSR, HARE, 14,16mm DIA, UNGREASED | 3136 | M | 62 |  | 0 | 62 | 0
#REF! | #REF! | 0 | #REF! | #REF! |  | 6145 18 404 3089 | CONDUCTOR; OAK, 13,95mm DIA, UNGREASED | 3136 | M | 63 |  | 0 | 63 | 0
#REF! | #REF! | 0 | #REF! | #REF! |  | 5935 70 011 9247 | CONNECTOR; IPC (35-95 INS NEUT/35-95 BARE NEUT) | 3039 | EA | 64 |  | 0 | 64 | 0
#REF! | #REF! | 0 | #REF! | #REF! |  | 5935 70 010 0246 | CONNECTOR; IPC (35-95 BARE NEUT/6-25 INS SERV NEUT) | 3039 | EA | 65 |  | 0 | 65 | 0
#REF! | #REF! | 0 | #REF! | #REF! |  | 5935 70 009 9222 | CONNECTOR; IPC (35-95 INSULATED / 35-95 INSULATED) | 3039 | EA | 66 |  | 0 | 66 | 0
#REF! | #REF! | 0 | #REF! | #REF! |  | 5935 70 009 6936 | CONNECTOR; IPC (35-95 INSUL PH / 6-25 INS SERV PH) | 3039 | EA | 67 |  | 0 | 67 | 0
#REF! | #REF! | 0 | #REF! | #REF! |  |  | CREOSOTE; |  | LT | 68 |  | 0 | 68 | 0
#REF! | #REF! | 0 | #REF! | #REF! |  | 5975 70 011 5276 | CRIMP; "H" 25-50AL/25-50AL OR 25-50AL/16CU | 3019 | EA | 69 |  | 0 | 69 | 0
#REF! | #REF! | 0 | #REF! | #REF! |  | 5920 70 012 4156 | CUT OUT; BASE, 22kV, MEDIUM POLLUTION (600mm CREEP) | 3086 | EA | 70 |  | 0 | 70 | 0
#REF! | #REF! | 0 | #REF! | #REF! |  | 5920 70 012 4158 | CUT OUT; BASE, 22kV, HEAVY POLLUTION (744mm CREEP) | 3086 | EA | 71 |  | 0 | 71 | 0
#REF! | #REF! | 0 | #REF! | #REF! |  | 5920 70 011 0314 | CUT OUT; FUSE HOLDER; FOR 22kV CUT OUT, 100A MAX | 3086 | EA | 72 |  | 0 | 72 | 0
#REF! | #REF! | 0 | #REF! | #REF! |  | 5920 70 011 0317 | CUT OUT; SOLID LINK, FOR 22kV CUT OUT, 200A | 3086 | EA | 73 |  | 0 | 73 | 0
74
TOTAL COST | TOTAL | ADD | TOTAL | UNITS | SUPPLIER |  |  | DRW |  | UNIT |  | % | 75
OF ALL | UNITS | UNITS REQ | UNITS | OUT- | ITEM | ESKOM | ITEM | NO |  | SALES |  | MARK | 76
UNITS REQUIRED | REQUIRED | (+ OR -) | DELIVERED | STANDING | CODE | ITEM CODE | DESCRIPTION | "D-DT" | UMC | PRICE |  | UP | 77
#REF! | #REF! | 0 | #REF! | #REF! |  | 5975 79 007 0224 | DEAD END; PREFORMED FOR SQUIRREL CONDUCTOR | 3065 | EA | 78 |  | 0 | 78 | 0
#REF! | #REF! | 0 | #REF! | #REF! |  | 5975 18 404 2977 | DEAD END; PREFORMED FOR FOX/FIR CONDUCTOR | 3065 | EA | 79 |  | 0 | 79 | 0
#REF! | #REF! | 0 | #REF! | #REF! |  | 5975 18 404 5265 | DEAD END; PREFORMED FOR MINK/PINE CONDUCTOR | 3065 | EA | 80 |  | 0 | 80 | 0
#REF! | #REF! | 0 | #REF! | #REF! |  | 5975 18 404 0735 | DEAD END; PREFORMED FOR HARE/OAK CONDUCTOR | 3065 | EA | 81 |  | 0 | 81 | 0
82
#REF! | #REF! | 0 | #REF! | #REF! |  | 5935 70 105 0343 | EARTH SPIKE CLAMP; FOR 16mm DIA ROD | 3093 | EA | 83 |  | 0 | 83 | 0
#REF! | #REF! | 0 | #REF! | #REF! |  | 5975 70 010 3718 | EARTH SPIKE COUPLER; FOR 16mm DIA ROD | 3092 | EA | 84 |  | 0 | 84 | 0
#REF! | #REF! | 0 | #REF! | #REF! |  | 5975 70 010 3717 | EARTH SPIKE; 16 x 1500mm (EXTENDABLE) | 3091 | EA | 85 |  | 0 | 85 | 0
#REF! | #REF! | 0 | #REF! | #REF! |  | 5975 70 007 7452 | END CAPS; FOR 35-70mm SQ ABC | 3079 | EA | 86 |  | 0 | 86 | 0
#REF! | #REF! | 0 | #REF! | #REF! |  | 5310 70 009 6522 | EYENUT; FOR M16 BOLT, 40kN | 3004 | EA | 87 |  | 0 | 87 | 0
#REF! | #REF! | 0 | #REF! | #REF! |  | 5310 70 009 6523 | EYE NUT FOR M20 BOLT, 70kN | 3004 | EA | 88 |  | 0 | 88 | 0
89
#REF! | #REF! | 0 | #REF! | #REF! |  | 5940 70 566 6395 | FERRULE; CRIMP, CU, 70mm SQ, NON-BUTT | 3076 | EA | 90 |  | 0 | 90 | 0
#REF! | #REF! | 0 | #REF! | #REF! |  | 5920 70 012 3443 | FUSE HOLDER; 1-PH, FOR LV DIN 00 TYPE FUSE, + M/BOLTS | 3182 | EA | 91 |  | 0 | 91 | 0
#REF! | #REF! | 0 | #REF! | #REF! |  | 5920 70 011 6128 | FUSE; HRC 63 AMP 1-PH | 3181 | EA | 92 |  | 0 | 92 | 0
#REF! | #REF! | 0 | #REF! | #REF! |  | 5920 70 011 6129 | FUSE; HRC 80 AMP 1-PH | 3181 | EA | 93 |  | 0 | 93 | 0
#REF! | #REF! | 0 | #REF! | #REF! |  | 5920 70 011 6130 | FUSE; HRC 125 AMP 1-PH | 3181 | EA | 94 |  | 0 | 94 | 0
#REF! | #REF! | 0 | #REF! | #REF! |  | 5920 70 007 9702 | FUSE; HRC 160 AMP 1-PH | 3181 | EA | 95 |  | 0 | 95 | 0
96
#REF! | #REF! | 0 | #REF! | #REF! |  | 5975 70 004 9553 | GLAND; NO 1 WHITE POLYAMIDE (10mm AIRDAC) |  | EA | 97 |  | 0 | 97 | 0
#REF! | #REF! | 0 | #REF! | #REF! |  |  | GUY GRIP; LONG (POLE TOP MAKE OFF) 7/3,35 S/W |  | EA | 98 |  | 0 | 98 | 0
#REF! | #REF! | 0 | #REF! | #REF! |  | 5975 70 009 6533 | GUY GRIP; SHORT FOR 3/3.35 STEEL WIRE | 3069 | EA | 99 |  | 0 | 99 | 0
#REF! | #REF! | 0 | #REF! | #REF! |  | 5975 70 104 6001 | GUY GRIP; SHORT FOR 7/3,35 STEEL WIRE |  | EA | 100 |  | 0 | 100 | 0
#REF! | #REF! | 0 | #REF! | #REF! |  | 5975 18 404 0730 | GUY GRIP; SHORT FOR 7/4,0 STEEL WIRE | 3069 | EA | 101 |  | 0 | 101 | 0
102
#REF! | #REF! | 0 | #REF! | #REF! |  | 5306 70 009 3833 | HOOK: PIGTAIL, 10mmDIA x 150mmLG x 70mmTHD | 3120 | EA | 103 |  | 0 | 103 | 0
#REF! | #REF! | 0 | #REF! | #REF! |  | 5340 70 009 6057 | HOOK; S-, TWISTED 10mm DIAMETER | 3038 | EA | 104 |  | 0 | 104 | 0
#REF! | #REF! | 0 | #REF! | #REF! |  |  | HUKFUSE: 24kV, 100AMP |  | EA | 105 |  | 0 | 105 | 0
#REF! | #REF! | 0 | #REF! | #REF! |  |  | HUKLINK; OFF-LOAD, 24kV, 200AMP |  | EA | 106 |  | 0 | 106 | 0
#REF! | #REF! | 0 | #REF! | #REF! |  |  | HUKLINK; ON-LOAD, 24kV, 200AMP |  | EA | 107 |  | 0 | 107 | 0
108
#REF! | #REF! | 0 | #REF! | #REF! |  | VARIOUS | INSUL; LINE POST, 22kV, 4kN x M20 INSERT | 3017 | EA | 109 |  | 0 | 109 | 0
#REF! | #REF! | 0 | #REF! | #REF! |  | VARIOUS | INSUL; LINE POST, 22kV, 10kN x M20 INSERT | 3017 | EA | 110 |  | 0 | 110 | 0
#REF! | #REF! | 0 | #REF! | #REF! |  | VARIOUS | INSUL; STR, EPDM RUBBER 22kV, 40kN | 3042 | EA | 111 |  | 0 | 111 | 0
#REF! | #REF! | 0 | #REF! | #REF! |  | 5970 18 010 8276 | INSUL; STAY 90LG x 85 WIDE (FOR LV STAY) | 3144 | EA | 112 |  | 0 | 112 | 0
#REF! | #REF! | 0 | #REF! | #REF! |  | 5970 18 404 0113 | INSUL; STAY 140LG x 85 WIDE (FOR MV STAY) | 3144 | EA | 113 |  | 0 | 113 | 0
114
TOTAL COST | TOTAL | ADD | TOTAL | UNITS | SUPPLIER |  |  | DRW |  | UNIT |  | % | 115
OF ALL | UNITS | UNITS REQ | UNITS | OUT- | ITEM | ESKOM | ITEM | NO |  | SALES |  | MARK | 116
UNITS REQUIRED | REQUIRED | (+ OR -) | DELIVERED | STANDING | CODE | ITEM CODE | DESCRIPTION | "D-DT" | UMC | PRICE |  | UP | 117
#REF! | #REF! | 0 | #REF! | #REF! |  | 5940 70 009 1451 | JOINT; MIDSPAN FOR 25mmSQ ABC S/LIGHT COND |  | EA | 118 |  | 0 | 118 | 0
#REF! | #REF! | 0 | #REF! | #REF! |  |  | JOINT; MIDSPAN, INSUL, FOR 35mmSQ ABC PH COND |  | EA | 119 |  | 0 | 119 | 0
#REF! | #REF! | 0 | #REF! | #REF! |  |  | JOINT; MIDSPAN, UNINSUL FOR 35mmSQ ABC BEAR NEUT |  | EA | 120 |  | 0 | 120 | 0
#REF! | #REF! | 0 | #REF! | #REF! |  |  | JOINT; MIDSPAN, INSUL, FOR 70mmSQ ABC PH COND |  | EA | 121 |  | 0 | 121 | 0
#REF! | #REF! | 0 | #REF! | #REF! |  |  | JOINT; MIDSPAN, UNINSUL FOR 50mmSQ ABC BEAR NEUT |  | EA | 122 |  | 0 | 122 | 0
#REF! | #REF! | 0 | #REF! | #REF! |  | 5940 70 007 0222 | JOINT; COMP, MIDSPAN, AL, SQUIRREL/ACACIA CONDUCT | 3073 | EA | 123 |  | 0 | 123 | 0
#REF! | #REF! | 0 | #REF! | #REF! |  | 5940 18 404 0257 | JOINT; COMP, MIDSPAN, AL, FOR FOX/FIR CONDUCTOR | 3073 | EA | 124 |  | 0 | 124 | 0
#REF! | #REF! | 0 | #REF! | #REF! |  | 5940 18 404 6685 | JOINT; COMP, MIDSPAN, AL, FOR MINK/PINE CONDUCTOR | 3073 | EA | 125 |  | 0 | 125 | 0
#REF! | #REF! | 0 | #REF! | #REF! |  | 5940 70 101 9156 | JOINT; COMP, MIDSPAN, AL, FOR HARE/OAK CONDUCTOR | 3073 | EA | 126 |  | 0 | 126 | 0
#REF! | #REF! | 0 | #REF! | #REF! |  | 5940 70 011 5281 | JOINT;COMP, NON-TENSION, SQUIRREL/ACACIA CONDUCT | 3098 | EA | 127 |  | 0 | 127 | 0
#REF! | #REF! | 0 | #REF! | #REF! |  | 5940 18 404 0261 | JOINT; COMP, NON-TENSION FOR FOX/FIR CONDUCTOR | 3098 | EA | 128 |  | 0 | 128 | 0
#REF! | #REF! | 0 | #REF! | #REF! |  | 5940 18 404 6684 | JOINT;COMP, NON-TENSION FOR MINK/PINE CONDUCTOR | 3098 | EA | 129 |  | 0 | 129 | 0
#REF! | #REF! | 0 | #REF! | #REF! |  | 5940 18 404 0262 | JOINT; COMP, NON-TENSION FOR HARE/OAK CONDUCTOR | 3098 | EA | 130 |  | 0 | 130 | 0
131
#REF! | #REF! | 0 | #REF! | #REF! |  |  | LABEL; IDENTIFICATION FOR TRANSFORMER |  | EA | 132 |  | 0 | 132 | 0
#REF! | #REF! | 0 | #REF! | #REF! |  | 5935 70 564 1026 | LINE TAP; TRFR, BRASS, FOR M12 STUD | 3048 | EA | 133 |  | 0 | 133 | 0
#REF! | #REF! | 0 | #REF! | #REF! |  |  | LINE TAP; TRFR, BRASS, FOR M16 STUD |  | EA | 134 |  | 0 | 134 | 0
#REF! | #REF! | 0 | #REF! | #REF! |  | 5975 70 009 6520 | LINK; STRAIN CROSSARM, TWISTED, GALV | 3043 | EA | 135 |  | 0 | 135 | 0
#REF! | #REF! | 0 | #REF! | #REF! |  | 5940 70 009 6535 | LUG; BIMET, INSUL, FOR 35mm SQ ABC, F/H 14 | 3116 | EA | 136 |  | 0 | 136 | 0
#REF! | #REF! | 0 | #REF! | #REF! |  | 5940 70 007 7011 | LUG; BIMET, INSUL, FOR 70mm SQ ABC, F/H 14 | 3116 | EA | 137 |  | 0 | 137 | 0
#REF! | #REF! | 0 | #REF! | #REF! |  | 5940 70 010 4302 | LUG, BIMET, UNINSUL 35SQ ABC B/NEUT, F/H 13 | 3024 | EA | 138 |  | 0 | 138 | 0
#REF! | #REF! | 0 | #REF! | #REF! |  | 5940 70 010 4303 | LUG, BIMET, UNINSUL 50SQ ABC B/NEUT, F/H 13 | 3024 | EA | 139 |  | 0 | 139 | 0
#REF! | #REF! | 0 | #REF! | #REF! |  | 5940 70 012 2509 | LUG, BIMET, UNINSUL, SQUIRREL, F/H=M12 |  | EA | 140 |  | 0 | 140 | 0
#REF! | #REF! | 0 | #REF! | #REF! |  | 5940 70 012 2511 | LUG, BIMET, UNINSUL, SQUIRREL, F/H=M16 |  | EA | 141 |  | 0 | 141 | 0
#REF! | #REF! | 0 | #REF! | #REF! |  | 5940 70 575 5127 | LUG, BIMET, UNINSUL, FOX/FIR, F/H=M12 |  | EA | 142 |  | 0 | 142 | 0
#REF! | #REF! | 0 | #REF! | #REF! |  | 5940 70 575 9064 | LUG, BIMET, UNINSUL, FOX/FIR, F/H=M16 |  | EA | 143 |  | 0 | 143 | 0
#REF! | #REF! | 0 | #REF! | #REF! |  | 5940 70 575 5129 | LUG, BIMET, UNINSUL, MINK/PINE, F/H=M12 |  | EA | 144 |  | 0 | 144 | 0
#REF! | #REF! | 0 | #REF! | #REF! |  | 5940 70 575 9065 | LUG, BIMET, UNINSUL, MINK/PINE, F/H=M16 |  | EA | 145 |  | 0 | 145 | 0
#REF! | #REF! | 0 | #REF! | #REF! |  | 5940 70 575 5130 | LUG, BIMET, UNINSUL, HARE/OAK, F/H=M12 |  | EA | 146 |  | 0 | 146 | 0
#REF! | #REF! | 0 | #REF! | #REF! |  | 5940 70 575 9067 | LUG, BIMET, UNINSUL, HARE/OAK, F/H=M16 |  | EA | 147 |  | 0 | 147 | 0
#REF! | #REF! | 0 | #REF! | #REF! |  | 5940 18 407 6875 | LUG, CU, UNINSUL, FOR 16mmSQ CU, F/H=M12 | 3102 | EA | 148 |  | 0 | 148 | 0
#REF! | #REF! | 0 | #REF! | #REF! |  | 6240 18 404 3815 | LAMP; 230V, 60W, BAYONET TYPE | 3143 | EA | 149 |  | 0 | 149 | 0
#REF! | #REF! | 0 | #REF! | #REF! |  | 6210 70 010 6369 | LUMINAIRE; NON METALIC, 5m CORD & 15A PLUG | 3112 | EA | 150 |  | 0 | 150 | 0
151
#REF! | #REF! | 0 | #REF! | #REF! |  | VARIOUS | METER; ECU, 2,5 - 20AMP, 1-PH | 3145 | EA | 152 |  | 0 | 152 | 0
#REF! | #REF! | 0 | #REF! | #REF! |  | VARIOUS | METER; ECU, 60AMP, 1-PH | 3145 | EA | 153 |  | 0 | 153 | 0
154
#REF! | #REF! | 0 | #REF! | #REF! |  | 5315 18 407 7429 | NAIL; CLOUT, 40mmLG GALV. (300 / kG) | 3169 | KG | 155 |  | 0 | 155 | 0
#REF! | #REF! | 0 | #REF! | #REF! |  |  | NUT; GALV, FOR M6 ROD |  | EA | 156 |  | 0 | 156 | 0
157
TOTAL COST | TOTAL | ADD | TOTAL | UNITS | SUPPLIER |  |  | DRW |  | UNIT |  | % | 158
OF ALL | UNITS | UNITS REQ | UNITS | OUT- | ITEM | ESKOM | ITEM | NO |  | SALES |  | MARK | 159
UNITS REQUIRED | REQUIRED | (+ OR -) | DELIVERED | STANDING | CODE | ITEM CODE | DESCRIPTION | "D-DT" | UMC | PRICE |  | UP | 160
#REF! | #REF! | 0 | #REF! | #REF! |  |  | PIPE; PVC, 38mm INSIDE DIAMETER |  | M | 161 |  | 0 | 161 | 0
#REF! | #REF! | 0 | #REF! | #REF! |  |  | PIPE; PVC, CLASS 1, 20mm DIAMETER |  | M | 162 |  | 0 | 162 | 0
#REF! | #REF! | 0 | #REF! | #REF! |  | 5975 18 404 9846 | PIPE; STEEL CONDUIT GALV, 20mmO/D x 4000mmLG |  | EA | 163 |  | 0 | 163 | 0
#REF! | #REF! | 0 | #REF! | #REF! |  | 9905 18 405 7155 | PLATE; AL, BLANK 25 x 100 (POLE NUMBERING) | 3049 | EA | 164 |  | 0 | 164 | 0
#REF! | #REF! | 0 | #REF! | #REF! |  | 4030 70 012 1468 | PLATE; STAY, 300mmDIA x 6mmTHK (FOR M12 STAY ROD) | 3011 | EA | 165 |  | 0 | 165 | 0
#REF! | #REF! | 0 | #REF! | #REF! |  | 4030 70 012 1470 | PLATE; STAY, 380mmDIA x 6mmTHK (FOR M20 STAYROD) | 3012 | EA | 166 |  | 0 | 166 | 0
#REF! | #REF! | 0 | #REF! | #REF! |  | 5510 70 009 9144 | POLE, WOOD; 5M LONG (80-99mm TOP) | 0058 | EA | 167 |  | 0 | 167 | 0
#REF! | #REF! | 0 | #REF! | #REF! |  | 5510 70 007 5257 | POLE, WOOD; 7M LONG (120-139mm TOP) | 0050 | EA | 168 |  | 0 | 168 | 0
#REF! | #REF! | 0 | #REF! | #REF! |  | 5510 70 106 4344 | POLE, WOOD; 9M LONG (140-159mm TOP) | 0055 | EA | 169 |  | 0 | 169 | 0
#REF! | #REF! | 0 | #REF! | #REF! |  | 5510 70 106 4359 | POLE, WOOD; 11M LONG (160-179mm TOP) | 0051 | EA | 170 |  | 0 | 170 | 0
#REF! | #REF! | 0 | #REF! | #REF! |  | 5510 70 106 4361 | POLE, WOOD; 11M LONG (180-199mm TOP) | 0051 | EA | 171 |  | 0 | 171 | 0
#REF! | #REF! | 0 | #REF! | #REF! |  | 5510 70 106 4362 | POLE, WOOD; 11M LONG (200-219mm TOP) |  | EA | 172 |  | 0 | 172 | 0
#REF! | #REF! | 0 | #REF! | #REF! |  | 5510 70 106 4365 | POLE, WOOD; 12M LONG (160-179mm TOP) | 0053 | EA | 173 |  | 0 | 173 | 0
#REF! | #REF! | 0 | #REF! | #REF! |  | 5510 70 106 4375 | POLE, WOOD; 13M LONG (180-199mm TOP) | 0056 | EA | 174 |  | 0 | 174 | 0
175
#REF! | #REF! | 0 | #REF! | #REF! |  | 5307 70 012 1562 | ROD: M6 x 350mmLG, 4 NUTS, 2RND + 2SQ (100SQ) WASHERS | 3015 | EA | 176 |  | 0 | 176 | 0
#REF! | #REF! | 0 | #REF! | #REF! |  |  | ROD; M6 x 3000mmLG |  | EA | 177 |  | 0 | 177 | 0
#REF! | #REF! | 0 | #REF! | #REF! |  | 5306 70 011 9452 | ROD: M16 x 200mm x 2 NUTS & 2 WASHERS | 3015 | EA | 178 |  | 0 | 178 | 0
#REF! | #REF! | 0 | #REF! | #REF! |  | 5306 70 009 6539 | ROD: M20 x 250mm + 4 NUTS + 2 SQ WASHERS |  | EA | 179 |  | 0 | 179 | 0
#REF! | #REF! | 0 | #REF! | #REF! |  | 5306 70 012 2479 | ROD: M20 x 350mm + 4 NUTS + 2 SQ WASHERS | 3015 | EA | 180 |  | 0 | 180
#REF! | #REF! | 0 | #REF! | #REF! |  | 5307 70 009 3167 | ROD: M20 x 450mm + 4 NUTS + 2 SQ WASHERS | 3015 | EA | 181 |  | 0 | 181 | 0
#REF! | #REF! | 0 | #REF! | #REF! |  | 5307 70 009 6710 | ROD: M20 x 600mm + 4 NUTS + 4 SQ WASHERS | 3015 | EA | 182 |  | 0 | 182 | 0
#REF! | #REF! | 0 | #REF! | #REF! |  |  | ROD: M20 x 600mm + 4 NUTS + 4 SQ WASHERS (600W STEEL) |  | EA | 183 |  | 0 | 183 | 0
184
#REF! | #REF! | 0 | #REF! | #REF! |  | 5340 70 012 0636 | SADDLE; NYLON, FOR 9,5mmDIA CABLE (4mmSQ AIRDAC) | 3111 | EA | 185 |  | 0 | 185 | 0
#REF! | #REF! | 0 | #REF! | #REF! |  | 5340 70 010 0185 | SADDLE; NYLON, FOR 12mmDIA CABLE (10mmSQ AIRDAC) | 3111 | EA | 186 |  | 0 | 186 | 0
#REF! | #REF! | 0 | #REF! | #REF! |  | 5306 70 103 1476 | SCREW; COACH 75 x12mm | 3090 | EA | 187 |  | 0 | 187 | 0
#REF! | #REF! | 0 | #REF! | #REF! |  | 4030 70 009 6566 | SHACKLE, D-, STRAIGHT, PIN, 70kN | 3010 | EA | 188 |  | 0 | 188 | 0
#REF! | #REF! | 0 | #REF! | #REF! |  | 9905 70 005 2896 | SIGN; DANGER, 150 x 150 x 0,5mm FOR TRANSFORMER | 3202 | EA | 189 |  | 0 | 189 | 0
#REF! | #REF! | 0 | #REF! | #REF! |  | 5975 70 008 2858 | SPINDLE; M20 x 50mm SHANK (FOR LINE POST INSULATOR) | 3050 | EA | 190 |  | 0 | 190 | 0
#REF! | #REF! | 0 | #REF! | #REF! |  | 5975 70 008 2428 | SPINDLE; M20 x 250mm SHANK (FOR LINE POST INSULATOR) | 3050 | EA | 191 |  | 0 | 191 | 0
#REF! | #REF! | 0 | #REF! | #REF! |  | 5315 18 405 8377 | STAPLES; 8SWL WIRE 40mm LONG (150 / kG) | 3129 | KG | 192 |  | 0 | 192 | 0
#REF! | #REF! | 0 | #REF! | #REF! |  | 4030 70 009 5511 | STAY BRACKET; LIGHT DUTY (45 DEG) | 3032 | EA | 193 |  | 0 | 193 | 0
#REF! | #REF! | 0 | #REF! | #REF! |  | 5510 70 010 4990 | STAY GUARD; WOOD 1800x70x22MM |  | EA | 194 |  | 0 | 194 | 0
#REF! | #REF! | 0 | #REF! | #REF! |  | 4010 70 009 7594 | STAY WIRE; 3/3.35 x 1100 MPa | 3125 | M | 195 |  | 0 | 195 | 0
#REF! | #REF! | 0 | #REF! | #REF! |  | 4010 70 104 5678 | STAY WIRE; 7/3.35 x 1100 MPa |  | M | 196 |  | 0 | 196 | 0
#REF! | #REF! | 0 | #REF! | #REF! |  | 5975 70 012 2149 | STRAP; TIE, (DIAGONAL) ST, GALV, 701x50x6mmTHK, M20 | 3031 | EA | 197 |  | 0 | 197 | 0
#REF! | #REF! | 0 | #REF! | #REF! |  | 5975 70 009 6887 | STRAP; TIE, (DIAGONAL) ST, GALV, 910x50x6mmTHK, M20 | 3031 | EA | 198 |  | 0 | 198 | 0
#REF! | #REF! | 0 | #REF! | #REF! |  | 5340 18 406 1704 | STRAPPING; S/STEEL (12x0,75mm) (30M PER BOX) | 3131 | BOX | 199 |  | 0 | 199 | 0
#REF! | #REF! | 0 | #REF! | #REF! |  | 5920 70 010 6225 | SURGE ARR; 11kV, 10kA, POLYMER | 3100 | EA | 200 |  | 0 | 200 | 0
#REF! | #REF! | 0 | #REF! | #REF! |  | 5920 70 010 6226 | SURGE ARR; 22kV, 10kA, POLYMER | 3100 | EA | 201 |  | 0 | 201 | 0
#REF! | #REF! | 0 | #REF! | #REF! |  | 5920 70 012 2548 | SURGE ARR; NEUTRAL, 6kV, 10kA, + BRACKET | 3088 | EA | 202 |  | 0 | 202 | 0
203
TOTAL COST | TOTAL | ADD | TOTAL | UNITS | SUPPLIER |  |  | DRW |  | UNIT |  | % | 204
OF ALL | UNITS | UNITS REQ | UNITS | OUT- | ITEM | ESKOM | ITEM | NO |  | SALES |  | MARK | 205
UNITS REQUIRED | REQUIRED | (+ OR -) | DELIVERED | STANDING | CODE | ITEM CODE | DESCRIPTION | "D-DT" | UMC | PRICE |  | UP | 206
#REF! | #REF! | 0 | #REF! | #REF! |  | 4030 70 009 6560 | THIMBLE; ST GALV FOR 16mm WIRE | 3026 | EA | 207 |  | 0 | 207 | 0
#REF! | #REF! | 0 | #REF! | #REF! |  | 5975 70 012 3873 | TIE; SIDE STEEL FOR SQUIRREL CONDUCTOR | 3080 | EA | 208 |  | 0 | 208 | 0
#REF! | #REF! | 0 | #REF! | #REF! |  | 5975 70 005 6920 | TIE; SIDE STEEL FOR FOX/FIR CONDUCTOR | 3080 | EA | 209 |  | 0 | 209 | 0
#REF! | #REF! | 0 | #REF! | #REF! |  | 5975 70 104 4685 | TIE; SIDE STEEL FOR MINK/PINE CONDUCTORS | 3080 | EA | 210 |  | 0 | 210 | 0
#REF! | #REF! | 0 | #REF! | #REF! |  | 5975 70 009 1946 | TIE; SIDE STEEL FOR HARE/OAK CONDUCTOR | 3080 | EA | 211 |  | 0 | 211 | 0
#REF! | #REF! | 0 | #REF! | #REF! |  | 5975 70 011 2202 | TIE; TOP GROOVE, WRAPLOCK / TOP TIE, FOR SQUIRREL | 3081 | EA | 212 |  | 0 | 212 | 0
#REF! | #REF! | 0 | #REF! | #REF! |  | 5975 18 404 2214 | TIE; TOP GROOVE, WRAPLOCK / TOP TIE, FOR FOX / FIR | 3081 | EA | 213 |  | 0 | 213 | 0
#REF! | #REF! | 0 | #REF! | #REF! |  | 5975 70 004 4194 | TIE; TOP GROOVE, WRAPLOCK / TOP TIE, FOR MINK / PINE | 3081 | EA | 214 |  | 0 | 214 | 0
#REF! | #REF! | 0 | #REF! | #REF! |  | 5976 70 004 4196 | TIE; TOP GROOVE, WRAPLOCK / TOP TIE, FOR HARE / OAK | 3081 | EA | 215 |  | 0 | 215 | 0
#REF! | #REF! | 0 | #REF! | #REF! |  | 6120 70 101 4392 | TRANSFORMER; 11kV/228/240/252V 16kVA (O/B) 1-PH | 3021 | EA | 216 |  | 0 | 216 | 0
#REF! | #REF! | 0 | #REF! | #REF! |  |  | TRANSFORMER; 11kV/231V 25kVA (O/B) 1-PH |  | EA | 217 |  | 0 | 217 | 0
#REF! | #REF! | 0 | #REF! | #REF! |  | 6120 70 012 0861 | TRANSFORMER; 11kV/+240/-240V 32kVA (Dual Phase) (O/B) | 3021 | EA | 218 |  | 0 | 218 | 0
#REF! | #REF! | 0 | #REF! | #REF! |  | 6120 70 101 4467 | TRANSFORMER; 11kV/415V 25kVA (O/B) 3-PH | 3021 | EA | 219 |  | 0 | 219 | 0
#REF! | #REF! | 0 | #REF! | #REF! |  | 6120 70 101 4485 | TRANSFORMER; 11kV/415V 50kVA (O/B) 3-PH | 3021 | EA | 220 |  | 0 | 220 | 0
#REF! | #REF! | 0 | #REF! | #REF! |  | 6120 70 101 4436 | TRANSFORMER; 11kV/415V 100kVA (O/B) 3-PH | 3021 | EA | 221 |  | 0 | 221 | 0
#REF! | #REF! | 0 | #REF! | #REF! |  | 6120 70 101 4395 | TRANSFORMER; 22kV/228/240/252V 16kVA (O/B) 1-PH |  | EA | 222 |  | 0 | 222 | 0
#REF! | #REF! | 0 | #REF! | #REF! |  |  | TRANSFORMER; 22kV/231V 25kVA (O/B) 1-PH |  | EA | 223 |  | 0 | 223 | 0
#REF! | #REF! | 0 | #REF! | #REF! |  | 6120 70 012 0862 | TRANSFORMER; 22kV/+240/-240V 32kVA (Dual Phase) (O/B) |  | EA | 224 |  | 0 | 224 | 0
#REF! | #REF! | 0 | #REF! | #REF! |  | 6120 70 003 1952 | TRANSFORMER; 22kV/415V 25kVA (O/B) 3-PH | 3021 | EA | 225 |  | 0 | 225 | 0
#REF! | #REF! | 0 | #REF! | #REF! |  | 6120 70 003 1953 | TRANSFORMER; 22kV/415V 50kVA (O/B) 3-PH | 3021 | EA | 226 |  | 0 | 226 | 0
#REF! | #REF! | 0 | #REF! | #REF! |  | 6120 70 101 4403 | TRANSFORMER; 22kV/415V 100kVA (O/B) 3-PH | 3021 | EA | 227 |  | 0 | 227 | 0
228
#REF! | #REF! | 0 | #REF! | #REF! |  |  | WASHER; FLAT, GALV, 50SQ x 4mmTHK x D8 HOLE |  | EA | 229 |  | 0 | 229 | 0
#REF! | #REF! | 0 | #REF! | #REF! |  |  | WASHER; ROUND, GALV, D8 HOLE FOR 6mmDIA ROD |  | EA | 230 |  | 0 | 230 | 0
#REF! | #REF! | 0 | #REF! | #REF! |  | 5310 70 009 5427 | WASHER; CURVED, GALV, 50SQ x 4mmTHK x D18 HOLE |  | EA | 231 |  | 0 | 231 | 0
#REF! | #REF! | 0 | #REF! | #REF! |  | 5310 18 404 0147 | WASHER; CURVED, GALV, 50SQ x 4mmTHK x D22 HOLE |  | EA | 232 |  | 0 | 232 | 0
#REF! | #REF! | 0 | #REF! | #REF! |  | 6145 18 990 3672 | WIRE; COPPER, 16mm SQ, PVC BLACK | 3137 | M | 233 |  | 0 | 233 | 0
#REF! | #REF! | 0 | #REF! | #REF! |  | 6145 18 407 0537 | WIRE; COPPER, 25mm SQ, PVC BLACK | 3137 | M | 234 |  | 0 | 234 | 0
235
#REF! | #REF! | 0 | #REF! | #REF! |  | 5975 70 009 6589 | X-ARM; ST CHANNEL 1000mmLG (URBAN RETIC) | 3030 | EA | 236 |  | 0 | 236 | 0
#REF! | #REF! | 0 | #REF! | #REF! |  | 5975 70 009 7348 | X-ARM; ST CHANNEL 1300mmLG FOR FOX/MINK | 3027 | EA | 237 |  | 0 | 237 | 0
#REF! | #REF! | 0 | #REF! | #REF! |  | 5975 70 010 3580 | X-ARM; ST CHANNEL 1300mmLG FOR HARE | 3097 | EA | 238 |  | 0 | 238 | 0
#REF! | #REF! | 0 | #REF! | #REF! |  | 5510 70 106 4320 | X-ARM; WOOD, 2500mm LG x 140 - 159mm DIA | 0061 | EA | 239 |  | 0 | 239 | 0
#REF! | #REF! | 0 | #REF! | #REF! |  | 5510 70 106 4330 | X-ARM; WOOD, 3500mm LG x 140 - 159mm DIA | 0063 | EA | 240 |  | 0 | 240 | 0
#REF! | #REF! | 0 | #REF! | #REF! |  | 5510 70 106 4336 | X-ARM; WOOD, 4500mm LG x 160 - 179mm DIA | 0064 | EA | 241 |  | 0 | 241 | 0
TOTAL COST | TOTAL | ADD | TOTAL | UNITS | SUPPLIER |  |  | DRW |  | UNIT |  | % | UNIT
OF ALL | UNITS | UNITS REQ | UNITS | OUT- | ITEM | ESKOM | ITEM | NO |  | SALES |  | MARK | PURCHASE
UNITS REQUIRED | REQUIRED | (+ OR -) | DELIVERED | STANDING | CODE | ITEM CODE | DESCRIPTION | "D-DT" | UMC | PRICE |  | UP | PRICE
|  | QTY |  |  | SUPPLIER | ADDITIONAL MATERIAL NOT IN THE ABOVE LIST | [5 empty] | % MARK | PURCHASE
|  | REQ |  |  | CODE | ESK ITEM CODE | ITEM DESCRIPTION | DRW | UMC |  |  | UP | PRICE
FILL IN THE COLUMNS INDICATED
0 | 0 | 0 | #REF! | #REF! | [5 empty] | 0 |  | 0 |  | 0
0 | 0 | 0 | #REF! | #REF! | [5 empty] | 0 |  | 0 |  | 0
0 | 0 | 0 | #REF! | #REF! | [5 empty] | 0 |  | 0 |  | 0
0 | 0 | 0 | #REF! | #REF! | [5 empty] | 0 |  | 0 |  | 0
0 | 0 | 0 | #REF! | #REF! | [5 empty] | 0 |  | 0 |  | 0
0 | 0 | 0 | #REF! | #REF! | [5 empty] | 0 |  | 0 |  | 0
0 | 0 | 0 | #REF! | #REF! | [5 empty] | 0 |  | 0 |  | 0
0 | 0 | 0 | #REF! | #REF! | [5 empty] | 0 |  | 0 |  | 0
0 | 0 | 0 | #REF! | #REF! | [5 empty] | 0 |  | 0 |  | 0
0 | 0 | 0 | #REF! | #REF! | [5 empty] | 0 |  | 0 |  | 0
#REF! | [13 empty] | COST OF ADD MAT
0
COST OF TOTAL
MINUS ADD MAT
#REF!

## LINK LINE BOMS (hidden)
TOTAL BILL OF MATERIAL FOR LINK LINES
TOTAL BILL OF MATERIAL FOR LINK LINES
| TOTAL |  |  |  | DRW |  | UNIT
| UNITS |  | ESKOM | ITEM | NO |  | SALES
| REQUIRED |  | ITEM CODE | DESCRIPTION | "D-DT" | UMC | PRICE
| #REF! |  | 5340 70 009 9924 | ANCHOR; EASYDRIVE, NYLON, 6mm x 55mmLG | 3149 | EA | 0
| #REF! |  | 4030 70 009 6636 | ANCHOR; ROCK ANCHOR ASSEMBLY | 3054 | EA | 0
| #REF! |  | 5340 70 102 8689 | ANCHOR; SOIL FOR STRUT POLES | 3035 | EA | 0
| #REF! |  | 4030 70 009 5396 | ANCHOR; STAY ROD M12 x 1500mmLG, NON ADJUSTABLE | 3011 | EA | 0
| #REF! |  | 4030 70 009 7307 | ANCHOR; STAY ROD M20 x 2000mmLG, NON ADJUSTABLE | 3012 | EA | 0
| #REF! |  | 5975 70 104 6006 | ARMOR GRIP SUSPENSION UNIT (AGS) FOR MINK | 3052 | SET | 0
| #REF! |  | 5975 70 101 9020 | ARMOR GRIP SUSPENSION UNIT (AGS) FOR HARE | 3052 | SET | 0
| #REF! |  | 5974 70 007 5146 | ARMOR ROD; PREF, AL 6,18-8,58mm DIA (SQUIRREL) | 3064 | SET | 0
| #REF! |  | 5975 18 404 2975 | ARMOR ROD; PREF, AL 8,29-8,79mm DIA (FOX/FIR) | 3064 | SET | 0
| #REF! |  | 5975 18 404 5264 | ARMOR ROD; PREF, AL 10,5-11,07mm DIA (MINK/PINE) | 3064 | SET | 0
| #REF! |  | 5975 18 403 8929 | ARMOR ROD; PREF, AL 14,01-14,86mm DIA (HARE/OAK) | 3064 | SET | 0
| #REF! |  | 6625 70 010 7685 | BASE UNIT; ED SOCKET, STANDARD | 3171 | EA | 0
| #REF! |  | 6625 70 012 1875 | BASE UNIT; PASSIVE, FOR ECU / BCU, MOUNTED ON RAILS | 3171 | EA | 0
| #REF! |  | 5660 18 406 3096 | BARBED WIRE; GALVANISED (500M / ROLL) |  | ROL | 0
| #REF! |  | 5305 70 011 8710 | BOLT & NUT; M20 x 65mm | 3082 | EA | 0
| #REF! |  | 5306 70 009 6496 | BOLT; EYE M20x250mm GALV + 2 NUTS & 2 SQ WASHERS | 3005 | EA | 0
| #REF! |  | 5306 70 009 5478 | BOLT; PIGTAIL, M16 x 380THD + 2 NUTS & 2 SQ WASHERS | 3003 | EA | 0
| #REF! |  | 5975 70 010 0028 | BOX; SERVICE DISTRIBUTION 1-4 WAY (1 x 50A C/B) | 3055 | EA | 0
| #REF! |  | 5975 70 012 2747 | BOX; SERVICE DISTRIBUTION 2-WAY (1 x 50A CB) | 3055 | EA | 0
| #REF! |  | 5975 70 012 2740 | BOX; SERVICE DISTRIBUTION 4-WAY (1 x 120A C/B) | 3055 | EA | 0
| #REF! |  | 5975 70 011 8256 | BOX; SERVICE DISTRIBUTION 5-8 WAY (2 x 50A C/B) | 3055 | EA | 0
| #REF! |  | 5340 70 011 0319 | BRACKET; ST FOR CUT OUT ON STEEL CROSSARM | 3086 | EA | 0
| #REF! |  | 5340 70 011 0315 | BRACKET; ST FOR CUT OUT ON WOOD CROSSARM | 3086 | EA | 0
| #REF! |  | 5920 70 012 3444 | BRACKET: FOR 3 OFF LV 1-PH DIN 00 TYPE FUSE HOLDERS | 3182 | EA | 0
| #REF! |  | 5920 70 009 8291 | BRACKET; FOR MV SURGE ARRESTERS ON O/H LINES | 3047 | EA | 0
| #REF! |  | 5975 70 009 6753 | BRACKET; POLE TOP | 3046 | EA | 0
| #REF! |  | 5975 70 009 3381 | BRACKET; STRUT POLE | 3109 | SET | 0
| #REF! |  | 5975 18 405 4162 | BRACKET; TYPE "F" FOR METER BOX, 2000mmLG | 3022 | EA | 0
| #REF! |  | 5340 18 405 8370 | BUCKLES; BANDIT FOR 12mm S/S STRAP (100 / BOX) | 3110 | BOX | 0
| TOTAL |  |  |  | DRW |  | UNIT
| UNITS |  | ESKOM | ITEM | NO |  | SALES
| REQUIRED |  | ITEM CODE | DESCRIPTION | "D-DT" | UMC | PRICE
| #REF! |  | 5975 70 009 2555 | CABLE TIE; PVC, UV STABLE (NRS 020) (100 / BOX) | 3075 | EA | 0
| #REF! |  |  | CABLE; 12-CORE FOR MV METERING |  | M | 0
| #REF! |  | 6145 70 011 9463 | CABLE; CONCENTRIC, 4mmSQ (AIRDAC) (8 - 9,5mmDIA) | 3140 | M | 0
| #REF! |  | 6145 70 011 6797 | CABLE; CONCENTRIC, 10mmSQ (AIRDAC) (10 - 12,5mmDIA) | 3140 | M | 0
| #REF! |  | 6145 70 012 1581 | CABLE; CONCENTRIC, 16mmSQ (AIRDAC) (12 - 14mmDIA) | 3140 | M | 0
| #REF! |  | 5935 70 009 7595 | CLAMP; PG, BI-METAL 4-15mm DIA RUN & TAP | 3058 | EA | 0
| #REF! |  | 5975 70 012 0635 | CLAMP; STRAIN FOR 4mm CONCENTRIC CABLE (AIRDAC) | 3067 | EA | 0
| #REF! |  | 5975 70 009 6605 | CLAMP; STRAIN FOR 10mm CONCENTRIC CABLE (AIRDAC) | 3067 | EA | 0
| #REF! |  |  | CLAMP; STRAIN, PISTOL GRIP FOR SQUIRREL CONDUCTOR |  | EA | 0
| #REF! |  |  | CLAMP; STRAIN, PISTOL GRIP FOR FOX CONDUCTOR |  | EA | 0
| #REF! |  |  | CLAMP; STRAIN, PISTOL GRIP FOR MINK CONDUCTOR |  | EA | 0
| #REF! |  |  | CLAMP; STRAIN, PISTOL GRIP FOR HARE CONDUCTOR |  | EA | 0
| #REF! |  | 5975 70 010 0278 | CLAMP; STRAIN, WEDGE, FOR ABC B/NEUT (35-50mm SQ) | 3060 | EA | 0
| #REF! |  | 0168534 | CLAMP; SUSP CRADLE FOR 8,0 - 18,4mm DIA CONDUCT | 3008 | EA | 0
| #REF! |  | 0010840 | CLAMP; SUSP CRADLE FOR 15,0 - 25,4mm DIA CONDUCT | 3008 | EA | 0
| #REF! |  | 5975 70 010 0769 | CLAMP; SUSP FOR B/NEUT ABC (35-50 SQ) | 3061 | EA | 0
| #REF! |  | 5975 70 011 1209 | CLAMP; SUSP FOR 4 - 16mmSQ CONCENT CABLE (AIRDAC) | 3062 | EA | 0
| #REF! |  | 5975 18 404 9166 | CLAMP; THIMBLE CLEVIS FOR P/F D/END, 40kN | 3007 | EA | 0
| #REF! |  | 5340 70 102 5868 | CLIP; BONDING, GALV, 22mmDIA DOLE | 3033 | EA | 0
| #REF! |  | 6145 70 103 0676 | CONDUCTOR; CU, BARE, STR 7/1,63, ANNEALED, 16mmSQ | 3139 | M | 0
| #REF! |  | 6145 70 011 6622 | CONDUCTOR; 35SQ ABC 2-CORE 1xPH+1xB/NEUT | 3141 | M | 0
| #REF! |  | 6145 70 012 0393 | CONDUCTOR; 35SQ ABC 3-CORE 2xPH+1xB/NEUT | 3141 | M | 0
| #REF! |  | 6145 70 009 8424 | CONDUCTOR; 35SQ ABC 4-CORE 3xPH+1xB/NEUT | 3141 | M | 0
| #REF! |  | 6145 70 012 3864 | CONDUCTOR; 70SQ ABC 3-CORE 2xPH+1xB/NEUT | 3141 | M | 0
| #REF! |  | 6145 70 009 8425 | CONDUCTOR; 70SQ ABC 4-CORE 3xPH+1xB/NEUT | 3141 | M | 0
| #REF! |  | 6145 70 007 0012 | CONDUCTOR; ACSR, SQUIRREL, 6,33mm DIA, UNGREASED | 3136 | M | 0
| #REF! |  | 6145 70 007 4187 | CONDUCTOR; AAAC, ACACIA, 6,24mm DIA, UNGREASED | 3136 | M | 0
| #REF! |  | 6145 18 403 7359 | CONDUCTOR; ACSR, FOX, 8,37mm DIA, UNGREASED | 3136 | M | 0
| #REF! |  | 6145 18 404 3114 | CONDUCTOR; AAAC, CODE NAME 35, 8,31mm DIA, UNGRS | 3136 | M | 0
| #REF! |  | 6145 18 403 7362 | CONDUCTOR; ACSR, MINK, 10,98mm DIA, UNGREASED | 3136 | M | 0
| #REF! |  | 6145 18 404 4507 | CONDUCTOR; AAAC, PINE, 10,83mm DIA, UNGREASED | 3136 | M | 0
| #REF! |  | 6145 18 403 7361 | CONDUCTOR; ACSR, HARE, 14,16mm DIA, UNGREASED | 3136 | M | 0
| #REF! |  | 6145 18 404 3089 | CONDUCTOR; OAK, 13,95mm DIA, UNGREASED | 3136 | M | 0
| #REF! |  | 5935 70 011 9247 | CONNECTOR; IPC (35-95 INS NEUT/35-95 BARE NEUT) | 3039 | EA | 0
| #REF! |  | 5935 70 010 0246 | CONNECTOR; IPC (35-95 BARE NEUT/6-25 INS SERV NEUT) | 3039 | EA | 0
| #REF! |  | 5935 70 009 9222 | CONNECTOR; IPC (35-95 INSULATED / 35-95 INSULATED) | 3039 | EA | 0
| #REF! |  | 5935 70 009 6936 | CONNECTOR; IPC (35-95 INSUL PH / 6-25 INS SERV PH) | 3039 | EA | 0
| #REF! |  |  | CREOSOTE; |  | LT | 0
| #REF! |  | 5975 70 011 5276 | CRIMP; "H" 25-50AL/25-50AL OR 25-50AL/16CU | 3019 | EA | 0
| #REF! |  | 5920 70 012 4156 | CUT OUT; BASE, 22kV, MEDIUM POLLUTION (600mm CREEP) | 3086 | EA | 0
| #REF! |  | 5920 70 012 4158 | CUT OUT; BASE, 22kV, HEAVY POLLUTION (744mm CREEP) | 3086 | EA | 0
| #REF! |  | 5920 70 011 0314 | CUT OUT; FUSE HOLDER; FOR 22kV CUT OUT, 100A MAX | 3086 | EA | 0
| #REF! |  | 5920 70 011 0317 | CUT OUT; SOLID LINK, FOR 22kV CUT OUT, 200A | 3086 | EA | 0
| TOTAL |  |  |  | DRW |  | UNIT
| UNITS |  | ESKOM | ITEM | NO |  | SALES
| REQUIRED |  | ITEM CODE | DESCRIPTION | "D-DT" | UMC | PRICE
| #REF! |  | 5975 79 007 0224 | DEAD END; PREFORMED FOR SQUIRREL CONDUCTOR | 3065 | EA | 0
| #REF! |  | 5975 18 404 2977 | DEAD END; PREFORMED FOR FOX/FIR CONDUCTOR | 3065 | EA | 0
| #REF! |  | 5975 18 404 5265 | DEAD END; PREFORMED FOR MINK/PINE CONDUCTOR | 3065 | EA | 0
| #REF! |  | 5975 18 404 0735 | DEAD END; PREFORMED FOR HARE/OAK CONDUCTOR | 3065 | EA | 0
| #REF! |  | 5935 70 105 0343 | EARTH SPIKE CLAMP; FOR 16mm DIA ROD | 3093 | EA | 0
| #REF! |  | 5975 70 010 3718 | EARTH SPIKE COUPLER; FOR 16mm DIA ROD | 3092 | EA | 0
| #REF! |  | 5975 70 010 3717 | EARTH SPIKE; 16 x 1500mm (EXTENDABLE) | 3091 | EA | 0
| #REF! |  | 5975 70 007 7452 | END CAPS; FOR 35-70mm SQ ABC | 3079 | EA | 0
| #REF! |  | 5310 70 009 6522 | EYENUT; FOR M16 BOLT, 40kN | 3004 | EA | 0
| #REF! |  | 5310 70 009 6523 | EYE NUT FOR M20 BOLT, 70kN | 3004 | EA | 0
| #REF! |  | 5940 70 566 6395 | FERRULE; CRIMP, CU, 70mm SQ, NON-BUTT | 3076 | EA | 0
| #REF! |  | 5920 70 012 3443 | FUSE HOLDER; 1-PH, FOR LV DIN 00 TYPE FUSE, + M/BOLTS | 3182 | EA | 0
| #REF! |  | 5920 70 011 6128 | FUSE; HRC 63 AMP 1-PH | 3181 | EA | 0
| #REF! |  | 5920 70 011 6129 | FUSE; HRC 80 AMP 1-PH | 3181 | EA | 0
| #REF! |  | 5920 70 011 6130 | FUSE; HRC 125 AMP 1-PH | 3181 | EA | 0
| #REF! |  | 5920 70 007 9702 | FUSE; HRC 160 AMP 1-PH | 3181 | EA | 0
| #REF! |  | 5975 70 004 9553 | GLAND; NO 1 WHITE POLYAMIDE (10mm AIRDAC) |  | EA | 0
| #REF! |  |  | GUY GRIP; LONG (POLE TOP MAKE OFF) 7/3,35 S/W |  | EA | 0
| #REF! |  | 5975 70 009 6533 | GUY GRIP; SHORT FOR 3/3.35 STEEL WIRE | 3069 | EA | 0
| #REF! |  | 5975 70 104 6001 | GUY GRIP; SHORT FOR 7/3,35 STEEL WIRE |  | EA | 0
| #REF! |  | 5975 18 404 0730 | GUY GRIP; SHORT FOR 7/4,0 STEEL WIRE | 3069 | EA | 0
| #REF! |  | 5306 70 009 3833 | HOOK: PIGTAIL, 10mmDIA x 150mmLG x 70mmTHD | 3120 | EA | 0
| #REF! |  | 5340 70 009 6057 | HOOK; S-, TWISTED 10mm DIAMETER | 3038 | EA | 0
| #REF! |  |  | HUKFUSE: 24kV, 100AMP |  | EA | 0
| #REF! |  |  | HUKLINK; OFF-LOAD, 24kV, 200AMP |  | EA | 0
| #REF! |  |  | HUKLINK; ON-LOAD, 24kV, 200AMP |  | EA | 0
| #REF! |  | VARIOUS | INSUL; LINE POST, 22kV, 4kN x M20 INSERT | 3017 | EA | 0
| #REF! |  | VARIOUS | INSUL; LINE POST, 22kV, 10kN x M20 INSERT | 3017 | EA | 0
| #REF! |  | VARIOUS | INSUL; STR, EPDM RUBBER 22kV, 40kN | 3042 | EA | 0
| #REF! |  | 5970 18 010 8276 | INSUL; STAY 90LG x 85 WIDE (FOR LV STAY) | 3144 | EA | 0
| #REF! |  | 5970 18 404 0113 | INSUL; STAY 140LG x 85 WIDE (FOR MV STAY) | 3144 | EA | 0
| TOTAL |  |  |  | DRW |  | UNIT
| UNITS |  | ESKOM | ITEM | NO |  | SALES
| REQUIRED |  | ITEM CODE | DESCRIPTION | "D-DT" | UMC | PRICE
| #REF! |  | 5940 70 009 1451 | JOINT; MIDSPAN FOR 25mmSQ ABC S/LIGHT COND |  | EA | 0
| #REF! |  |  | JOINT; MIDSPAN, INSUL, FOR 35mmSQ ABC PH COND |  | EA | 0
| #REF! |  |  | JOINT; MIDSPAN, UNINSUL FOR 35mmSQ ABC BEAR NEUT |  | EA | 0
| #REF! |  |  | JOINT; MIDSPAN, INSUL, FOR 70mmSQ ABC PH COND |  | EA | 0
| #REF! |  |  | JOINT; MIDSPAN, UNINSUL FOR 50mmSQ ABC BEAR NEUT |  | EA | 0
| #REF! |  | 5940 70 007 0222 | JOINT; COMP, MIDSPAN, AL, SQUIRREL/ACACIA CONDUCT | 3073 | EA | 0
| #REF! |  | 5940 18 404 0257 | JOINT; COMP, MIDSPAN, AL, FOR FOX/FIR CONDUCTOR | 3073 | EA | 0
| #REF! |  | 5940 18 404 6685 | JOINT; COMP, MIDSPAN, AL, FOR MINK/PINE CONDUCTOR | 3073 | EA | 0
| #REF! |  | 5940 70 101 9156 | JOINT; COMP, MIDSPAN, AL, FOR HARE/OAK CONDUCTOR | 3073 | EA | 0
| #REF! |  | 5940 70 011 5281 | JOINT;COMP, NON-TENSION, SQUIRREL/ACACIA CONDUCT | 3098 | EA | 0
| #REF! |  | 5940 18 404 0261 | JOINT; COMP, NON-TENSION FOR FOX/FIR CONDUCTOR | 3098 | EA | 0
| #REF! |  | 5940 18 404 6684 | JOINT;COMP, NON-TENSION FOR MINK/PINE CONDUCTOR | 3098 | EA | 0
| #REF! |  | 5940 18 404 0262 | JOINT; COMP, NON-TENSION FOR HARE/OAK CONDUCTOR | 3098 | EA | 0
| #REF! |  |  | LABEL; IDENTIFICATION FOR TRANSFORMER |  | EA | 0
| #REF! |  | 5935 70 564 1026 | LINE TAP; TRFR, BRASS, FOR M12 STUD | 3048 | EA | 0
| #REF! |  |  | LINE TAP; TRFR, BRASS, FOR M16 STUD |  | EA | 0
| #REF! |  | 5975 70 009 6520 | LINK; STRAIN CROSSARM, TWISTED, GALV | 3043 | EA | 0
| #REF! |  | 5940 70 009 6535 | LUG; BIMET, INSUL, FOR 35mm SQ ABC, F/H 14 | 3116 | EA | 0
| #REF! |  | 5940 70 007 7011 | LUG; BIMET, INSUL, FOR 70mm SQ ABC, F/H 14 | 3116 | EA | 0
| #REF! |  | 5940 70 010 4302 | LUG, BIMET, UNINSUL 35SQ ABC B/NEUT, F/H 13 | 3024 | EA | 0
| #REF! |  | 5940 70 010 4303 | LUG, BIMET, UNINSUL 50SQ ABC B/NEUT, F/H 13 | 3024 | EA | 0
| #REF! |  | 5940 70 012 2509 | LUG, BIMET, UNINSUL, SQUIRREL, F/H=M12 |  | EA | 0
| #REF! |  | 5940 70 012 2511 | LUG, BIMET, UNINSUL, SQUIRREL, F/H=M16 |  | EA | 0
| #REF! |  | 5940 70 575 5127 | LUG, BIMET, UNINSUL, FOX/FIR, F/H=M12 |  | EA | 0
| #REF! |  | 5940 70 575 9064 | LUG, BIMET, UNINSUL, FOX/FIR, F/H=M16 |  | EA | 0
| #REF! |  | 5940 70 575 5129 | LUG, BIMET, UNINSUL, MINK/PINE, F/H=M12 |  | EA | 0
| #REF! |  | 5940 70 575 9065 | LUG, BIMET, UNINSUL, MINK/PINE, F/H=M16 |  | EA | 0
| #REF! |  | 5940 70 575 5130 | LUG, BIMET, UNINSUL, HARE/OAK, F/H=M12 |  | EA | 0
| #REF! |  | 5940 70 575 9067 | LUG, BIMET, UNINSUL, HARE/OAK, F/H=M16 |  | EA | 0
| #REF! |  | 5940 18 407 6875 | LUG, CU, UNINSUL, FOR 16mmSQ CU, F/H=M12 | 3102 | EA | 0
| #REF! |  | 6240 18 404 3815 | LAMP; 230V, 60W, BAYONET TYPE | 3143 | EA | 0
| #REF! |  | 6210 70 010 6369 | LUMINAIRE; NON METALIC, 5m CORD & 15A PLUG | 3112 | EA | 0
| #REF! |  | VARIOUS | METER; ECU, 2,5 - 20AMP, 1-PH | 3145 | EA | 0
| #REF! |  | VARIOUS | METER; ECU, 60AMP, 1-PH | 3145 | EA | 0
| #REF! |  | 5315 18 407 7429 | NAIL; CLOUT, 40mmLG GALV. (300 / kG) | 3169 | KG | 0
| #REF! |  |  | NUT; GALV, FOR M6 ROD |  | EA | 0
| TOTAL |  |  |  | DRW |  | UNIT
| UNITS |  | ESKOM | ITEM | NO |  | SALES
| REQUIRED |  | ITEM CODE | DESCRIPTION | "D-DT" | UMC | PRICE
| #REF! |  |  | PIPE; PVC, 38mm INSIDE DIAMETER |  | M | 0
| #REF! |  |  | PIPE; PVC, CLASS 1, 20mm DIAMETER |  | M | 0
| #REF! |  | 5975 18 404 9846 | PIPE; STEEL CONDUIT GALV, 20mmO/D x 4000mmLG |  | EA | 0
| #REF! |  | 9905 18 405 7155 | PLATE; AL, BLANK 25 x 100 (POLE NUMBERING) | 3049 | EA | 0
| #REF! |  | 4030 70 012 1468 | PLATE; STAY, 300mmDIA x 6mmTHK (FOR M12 STAY ROD) | 3011 | EA | 0
| #REF! |  | 4030 70 012 1470 | PLATE; STAY, 380mmDIA x 6mmTHK (FOR M20 STAYROD) | 3012 | EA | 0
| #REF! |  | 5510 70 009 9144 | POLE, WOOD; 5M LONG (80-99mm TOP) | 0058 | EA | 0
| #REF! |  | 5510 70 007 5257 | POLE, WOOD; 7M LONG (120-139mm TOP) | 0050 | EA | 0
| #REF! |  | 5510 70 106 4344 | POLE, WOOD; 9M LONG (140-159mm TOP) | 0055 | EA | 0
| #REF! |  | 5510 70 106 4359 | POLE, WOOD; 11M LONG (160-179mm TOP) | 0051 | EA | 0
| #REF! |  | 5510 70 106 4361 | POLE, WOOD; 11M LONG (180-199mm TOP) | 0051 | EA | 0
| #REF! |  | 5510 70 106 4362 | POLE, WOOD; 11M LONG (200-219mm TOP) |  | EA | 0
| #REF! |  | 5510 70 106 4365 | POLE, WOOD; 12M LONG (160-179mm TOP) | 0053 | EA | 0
| #REF! |  | 5510 70 106 4375 | POLE, WOOD; 13M LONG (180-199mm TOP) | 0056 | EA | 0
| #REF! |  | 5307 70 012 1562 | ROD: M6 x 350mmLG, 4 NUTS, 2RND + 2SQ (100SQ) WASHERS | 3015 | EA | 0
| #REF! |  |  | ROD; M6 x 3000mmLG |  | EA | 0
| #REF! |  | 5306 70 011 9452 | ROD: M16 x 200mm x 2 NUTS & 2 WASHERS | 3015 | EA | 0
| #REF! |  | 5306 70 009 6539 | ROD: M20 x 250mm + 4 NUTS + 2 SQ WASHERS |  | EA | 0
| #REF! |  | 5306 70 012 2479 | ROD: M20 x 350mm + 4 NUTS + 2 SQ WASHERS | 3015 | EA | 0
| #REF! |  | 5307 70 009 3167 | ROD: M20 x 450mm + 4 NUTS + 2 SQ WASHERS | 3015 | EA | 0
| #REF! |  | 5307 70 009 6710 | ROD: M20 x 600mm + 4 NUTS + 4 SQ WASHERS | 3015 | EA | 0
| #REF! |  |  | ROD: M20 x 600mm + 4 NUTS + 4 SQ WASHERS (600W STEEL) |  | EA | 0
| #REF! |  | 5340 70 012 0636 | SADDLE; NYLON, FOR 9,5mmDIA CABLE (4mmSQ AIRDAC) | 3111 | EA | 0
| #REF! |  | 5340 70 010 0185 | SADDLE; NYLON, FOR 12mmDIA CABLE (10mmSQ AIRDAC) | 3111 | EA | 0
| #REF! |  | 5306 70 103 1476 | SCREW; COACH 75 x12mm | 3090 | EA | 0
| #REF! |  | 4030 70 009 6566 | SHACKLE, D-, STRAIGHT, PIN, 70kN | 3010 | EA | 0
| #REF! |  | 9905 70 005 2896 | SIGN; DANGER, 150 x 150 x 0,5mm FOR TRANSFORMER | 3202 | EA | 0
| #REF! |  | 5975 70 008 2858 | SPINDLE; M20 x 50mm SHANK (FOR LINE POST INSULATOR) | 3050 | EA | 0
| #REF! |  | 5975 70 008 2428 | SPINDLE; M20 x 250mm SHANK (FOR LINE POST INSULATOR) | 3050 | EA | 0
| #REF! |  | 5315 18 405 8377 | STAPLES; 8SWL WIRE 40mm LONG (150 / kG) | 3129 | KG | 0
| #REF! |  | 4030 70 009 5511 | STAY BRACKET; LIGHT DUTY (45 DEG) | 3032 | EA | 0
| #REF! |  | 5510 70 010 4990 | STAY GUARD; WOOD 1800x70x22MM |  | EA | 0
| #REF! |  | 4010 70 009 7594 | STAY WIRE; 3/3.35 x 1100 MPa | 3125 | M | 0
| #REF! |  | 4010 70 104 5678 | STAY WIRE; 7/3.35 x 1100 MPa |  | M | 0
| #REF! |  | 5975 70 012 2149 | STRAP; TIE, (DIAGONAL) ST, GALV, 701x50x6mmTHK, M20 | 3031 | EA | 0
| #REF! |  | 5975 70 009 6887 | STRAP; TIE, (DIAGONAL) ST, GALV, 910x50x6mmTHK, M20 | 3031 | EA | 0
| #REF! |  | 5340 18 406 1704 | STRAPPING; S/STEEL (12x0,75mm) (30M PER BOX) | 3131 | BOX | 0
| #REF! |  | 5920 70 010 6225 | SURGE ARR; 11kV, 10kA, POLYMER | 3100 | EA | 0
| #REF! |  | 5920 70 010 6226 | SURGE ARR; 22kV, 10kA, POLYMER | 3100 | EA | 0
| #REF! |  | 5920 70 012 2548 | SURGE ARR; NEUTRAL, 6kV, 10kA, + BRACKET | 3088 | EA | 0
| TOTAL |  |  |  | DRW |  | UNIT
| UNITS |  | ESKOM | ITEM | NO |  | SALES
| REQUIRED |  | ITEM CODE | DESCRIPTION | "D-DT" | UMC | PRICE
| #REF! |  | 4030 70 009 6560 | THIMBLE; ST GALV FOR 16mm WIRE | 3026 | EA | 0
| #REF! |  | 5975 70 012 3873 | TIE; SIDE STEEL FOR SQUIRREL CONDUCTOR | 3080 | EA | 0
| #REF! |  | 5975 70 005 6920 | TIE; SIDE STEEL FOR FOX/FIR CONDUCTOR | 3080 | EA | 0
| #REF! |  | 5975 70 104 4685 | TIE; SIDE STEEL FOR MINK/PINE CONDUCTORS | 3080 | EA | 0
| #REF! |  | 5975 70 009 1946 | TIE; SIDE STEEL FOR HARE/OAK CONDUCTOR | 3080 | EA | 0
| #REF! |  | 5975 70 011 2202 | TIE; TOP GROOVE, WRAPLOCK / TOP TIE, FOR SQUIRREL | 3081 | EA | 0
| #REF! |  | 5975 18 404 2214 | TIE; TOP GROOVE, WRAPLOCK / TOP TIE, FOR FOX / FIR | 3081 | EA | 0
| #REF! |  | 5975 70 004 4194 | TIE; TOP GROOVE, WRAPLOCK / TOP TIE, FOR MINK / PINE | 3081 | EA | 0
| #REF! |  | 5976 70 004 4196 | TIE; TOP GROOVE, WRAPLOCK / TOP TIE, FOR HARE / OAK | 3081 | EA | 0
| #REF! |  | 6120 70 101 4392 | TRANSFORMER; 11kV/228/240/252V 16kVA (O/B) 1-PH | 3021 | EA | 0
| #REF! |  |  | TRANSFORMER; 11kV/231V 25kVA (O/B) 1-PH |  | EA | 0
| #REF! |  | 6120 70 012 0861 | TRANSFORMER; 11kV/+240/-240V 32kVA (Dual Phase) (O/B) | 3021 | EA | 0
| #REF! |  | 6120 70 101 4467 | TRANSFORMER; 11kV/415V 25kVA (O/B) 3-PH | 3021 | EA | 0
| #REF! |  | 6120 70 101 4485 | TRANSFORMER; 11kV/415V 50kVA (O/B) 3-PH | 3021 | EA | 0
| #REF! |  | 6120 70 101 4436 | TRANSFORMER; 11kV/415V 100kVA (O/B) 3-PH | 3021 | EA | 0
| #REF! |  | 6120 70 101 4395 | TRANSFORMER; 22kV/228/240/252V 16kVA (O/B) 1-PH |  | EA | 0
| #REF! |  |  | TRANSFORMER; 22kV/231V 25kVA (O/B) 1-PH |  | EA | 0
| #REF! |  | 6120 70 012 0862 | TRANSFORMER; 22kV/+240/-240V 32kVA (Dual Phase) (O/B) |  | EA | 0
| #REF! |  | 6120 70 003 1952 | TRANSFORMER; 22kV/415V 25kVA (O/B) 3-PH | 3021 | EA | 0
| #REF! |  | 6120 70 003 1953 | TRANSFORMER; 22kV/415V 50kVA (O/B) 3-PH | 3021 | EA | 0
| #REF! |  | 6120 70 101 4403 | TRANSFORMER; 22kV/415V 100kVA (O/B) 3-PH | 3021 | EA | 0
| #REF! |  |  | WASHER; FLAT, GALV, 50SQ x 4mmTHK x D8 HOLE |  | EA | 0
| #REF! |  |  | WASHER; ROUND, GALV, D8 HOLE FOR 6mmDIA ROD |  | EA | 0
| #REF! |  | 5310 70 009 5427 | WASHER; CURVED, GALV, 50SQ x 4mmTHK x D18 HOLE |  | EA | 0
| #REF! |  | 5310 18 404 0147 | WASHER; CURVED, GALV, 50SQ x 4mmTHK x D22 HOLE |  | EA | 0
| #REF! |  | 6145 18 990 3672 | WIRE; COPPER, 16mm SQ, PVC BLACK | 3137 | M | 0
| #REF! |  | 6145 18 407 0537 | WIRE; COPPER, 25mm SQ, PVC BLACK | 3137 | M | 0
| #REF! |  | 5975 70 009 6589 | X-ARM; ST CHANNEL 1000mmLG (URBAN RETIC) | 3030 | EA | 0
| #REF! |  | 5975 70 009 7348 | X-ARM; ST CHANNEL 1300mmLG FOR FOX/MINK | 3027 | EA | 0
| #REF! |  | 5975 70 010 3580 | X-ARM; ST CHANNEL 1300mmLG FOR HARE | 3097 | EA | 0
| #REF! |  | 5510 70 106 4320 | X-ARM; WOOD, 2500mm LG x 140 - 159mm DIA | 0061 | EA | 0
| #REF! |  | 5510 70 106 4330 | X-ARM; WOOD, 3500mm LG x 140 - 159mm DIA | 0063 | EA | 0
| #REF! |  | 5510 70 106 4336 | X-ARM; WOOD, 4500mm LG x 160 - 179mm DIA | 0064 | EA | 0
COST OF ADD MAT
0
COST OF TOTAL
MINUS ADD MAT
0

## 1 P&G
BILL NO 1 - PRELIMINARY AND GENERAL
|  | ENQUIRY NO |  | REV NO
Item | Description | Detail Reference | Unit | Fixed Charge | Time Related | Rate | Total Price (R)
1.1 | Conditions of Contract
1.1.1 | Contractural requirements, Insurances, Statuary Contributions, etc TRANSPORT |  | Item | 1 |  |  | Rate Only
1.1.2 | Provision of Tools for CBC's |  | Item | 1 |  |  | Rate Only
1.2 | Site Store and Office
The Electrical contractor shall provide for a temporary site office, for his own use where all drawings and specifications shall be kept in accordance with the provisions of the specifications, as well as provision of safe and adequate storage space for all material and the removal of such on completion.
1.2.1 | Office Complete as per Works Information |  | Item | 1 |  |  | Rate Only
1.2.2 | Staff Accommodation |  | Months |  | 5 |  | Rate Only
1.2.3 | Secure Stores for Free Issue Materials |  | Item | 1 |  |  | Rate Only
1.2.4 | Stores for Contractors Materials |  | Item | 1 |  |  | Rate Only
1.2.5 | Water Sanitation and Electricity for the duration of the Works |  | Months |  | 5 |  | Rate Only
1.2.6 | Communication on Site, Fixed line or Cellutar Telephone |  | Months |  | 5 |  | Rate Only
1.2.7 | Supply and install project board |  | Item | 1 |  |  | Rate Only
1.3 | Materials Management
1.3.1 | Allow for the collection of "free-issue" materials from Eskom stores METERS ONLY |  | Item | 1 |  |  | Rate Only
1.4 | Sample Line
1.4.1 | Allow for the construction of a sample line as detailed in the specifications |  | Item | 1 |  |  | Rate Only
1.5 | Safety and Environmental Requirements
1.5.1 | Allow for OSH Acts Construction Regulations |  | Months |  | 5 |  | Rate Only
1.5.2 | Compliance with Environmental Management Programme |  | Months |  | 5 |  | Rate Only
Page 1
of 19
BILL NO 1 - PRELIMINARY AND GENERAL
Sqintini Electrification - 46 Connections |  | ENQUIRY NO |  | REV NO
Item | Description | Detail Reference | Unit | Fixed Charge | Time Related | Rate | Total Price (R)
| Amount brought forward from previous page | [5 empty] | 0
1.6 | Documentation
1.6.1 | Allow for the marking up of prints for the production of as-built records by the Engineer. |  | Item | 1 |  |  | Rate Only
1.7 | Fences and Gates
1.7.1 | All fencing dismantled or damaged during construction/ installation will be reinstated to the Engineers approval. |  | Item | 1 |  |  | Rate Only
1.8 | Road and Traffic Control
1.8.1 | Liaise with Road Traffic Authorities |  | Item | 0 |  |  | Rate Only
1.8.2 | Provide, erect and maintain traffic signs that conform to the South African Traffic Signs Manual and such barricades and warning lights as are ordered should the works affect the operation and safety of public road traffic. |  | Item | 0
1.9 | Construction Management
1.9.1 | Contractors must allow for the preparation of a detailed Construction programme of the Works reflecting the key activities, resource allocation etc. |  | Item | 1 |  |  | Rate Only
1.9.2 | Provide detailed Works breakdown of outage scope complete with time allocations to be handed to the Project Coordinator at the outage planning meeting prior to the outage - [minimum of 72 hours] |  | Item | 1 |  |  | Rate Only
1.9.3 | Contractors must allow for the preparation of a detailed programme reflecting the outage dates. |  | Item | 1 |  |  | Rate Only
1.10 | ALLOWANCES
Renumeration
1.10.1 | CLO/LDO renumeration (R6000/ month) |  | Prov sum | 1 | 5 |  | Rate Only
1.10.2 | Overheads, charges and profit on the above |  | % | 0
1.10.3 | Attendance of municipal project steering committee members at site meetings at R400 per member per meeting |  | PC sum | 2 | 5 |  | Rate Only
1.10.4 | Local students training |  | item | 1 | 5 |  | Rate Only
1,10,5 | Local Lbour (R200/day/person) |  | item | 10 | 5 |  | Rate Only
1.10.6 | Security |  | item | 2 | 5 |  | Rate Only
1.11 | General
1.11.1 | Removal of site establishment on completed of the contract |  | Item | 1 |  |  | Rate Only
1.11.2 | The Contractor is to list any other items that he deams to be necessary. |  | Item | 1 |  |  | Rate Only

## 2 MV transformers, etc
BILL NO 2 - MEDIUM VOLTAGE SWITCHGEAR, SECTIONALISERS, TRANSFORMERS, ETC
|  | ENQUIRY NO |  | REV NO
Item | Description | Detail Reference | Unit | Project Quantity | Supply Rate | Supply total | Install Rate | Install total | Total Price (R)
2.1 | Transformers
Supply Transformers. Transport to site of works and install on appropriate structure and secure as required including the termination of cables and conductors, the provision of suitable lugs for 35, 50 or 70mm conductor as required. Provision must be made for 70mm ABC tails between Trfr LV bushings and LV bare wire termination points. Excluding cable, conductors, and the transformer structure.
2.1.1 | Transformer 16kVA, 22kV | D-DT 3021 | no | Rate Only
2.1.2 | Transformer 32kVA, 22kV | D-DT 3021 | no | Rate Only
2.1.3 | Transformer 50kVA, 22kV | D-DT 3021
2.1.4 | Transformer 50kVA, 11kV | D-DT 3021
2.1.5 | Transformer 100kVA, 22kV | D-DT 3021
2.1.6 | Transformer 200kVA, 22kV | D-DT 3021
2.2 | MV Voltage Regulator
| Take delivery of and safely store a 22kV 200A 32 step closed delta Voltage Regulator and control box. Transport to site of works and install on structure and secure as required including termination of cables and/or conductors. Structure measured elsewhere. |  | No
2.3 | MV Auto Reclosers
| Take delivery of and safely store a recloser with platform and control box as supplied as free issue. Transport to site of works and install recloser unit and control box on platform structure and secure as required including termination of cables and/or conductors. Structure measured elsewhere. |  | No | Rate Only
2.4 | Medium Voltage Surge Arrestors
Take delivery of , off load on site and safely store on site the following surge arrestors, complete with galvanised steel mounting brackets for securing the surge arrestor, nuts, bolts, washers and lock washers as specified. Secure the surge arrestors and brackets to the transformer as specified including the termination of conductors. Excluding the conductors and transformer.
2.4.1 | 22kV, 10kA Surge arrestor (Doube surge arrestors) | D-DT 3100 | No | Rate Only
2.4.2 | 11kV, 10kA Surge arrestor (Doube surge arrestors) | D-DT 3100 | No | Rate Only
2.5 | Neutral Surge Arrestor
Take delivery of and install a LV surge arrestor including lugs and galvanised bolts
2.5.1 | Surge arrestor | D-DT 3088 | No | Rate Only
BILL NO 2 - MEDIUM VOLTAGE SWITCHGEAR, SECTIONALISERS, TRANSFORMERS, ETC: Ctd
Sqintini Electrification - 46 Connections |  | ENQUIRY NO |  | REV NO
Item | Description | Detail Reference | Unit | Project Quantity | Supply Rate | Supply total | Install Rate | Install total | Total Price (R)
2.6 | Medium Voltage Sectionalisers and Links
Supply and install link isolators as detailed including the installation of crossarm brackets and the termination of conductors and including the drilling of holes in wooden poles as required. Assembly of Crossarm and pole measured elsewhere.
2.6.1 | Dual Phase 200A 11 kV MV cut out or link unit (900mm creepage) Including L-bracket, associated hardware and crimping lugs | D-DT 3086 | No | Rate Only
2.6.2 | Three Phase 200A 11 kV MV cut out or link unit (900mm creepage) Including L-bracket, associated hardware and crimping lugs | D-DT 3086 | No | Rate Only
2.6.3 | Fused Insert (10kA) | D-DT 3086 | No | Rate Only
2.6.4 | Solid Insert | D-DT 3086 | No | Rate Only
2.6.5 | Fuse-Element, 6K outdoor cut-out | D-DT 3199 | No | Rate Only
2.6.6 | Fuse-Element, 10K outdoor cut-out | D-DT 3199 | No | Rate Only
2.6.7 | Fuse-Element 10/20A, 20K outdoor cut-out | D-DT 3199 | No | Rate Only
2.6.8 | Fuse-Element, 30K outdoor cut-out | D-DT 3199 | No | Rate Only
2.7 | Transformer Earthing
Supply and install all materials for the complete earthing of transformer structures for Open Wire networks as specified. Included in the rate shall be all required spikes, insulated copper conductor, galvanised conduits, staples, bare copper, excavations, backfilling,compaction etc. The rate shall allow for one MV Star Point earth only, consisting of four earth spikes in accordance with the specifications. Additional earth spikes/conductor shall be measured elsewhere if required.
2.7.1 | MV Earth | D-DT 0630 | No | Rate Only
2.7.2 | Additional Earthing [installed in 1m deep trench]. Allowance shall be made for one earth spike per m length |  | m | Rate Only
2.7.3 | Transformer - Single pole mount 'out-of-line' - 16-100 kVA - General arrangement and earthing details | D-NET 0322T3 | No | Rate Only

## 3 MV overhead
BILL NO 3 - MEDIUM VOLTAGE OVERHEAD DISTRIBUTION SYSTEM
|  | ENQUIRY NO |  | REV NO
Item | Description | Detail Reference | Unit | Measured Quantity | Supply Rate | Supply total | Install Rate | Install total | Total Price (R)
3.1 | Conductor
Supply and safely store Conductor. Transport to site of works and install on appropriate structure and secure as required. String conductor as specified including splices, jumper conductor ties, strain clamps, suspension clamps, tensioning, sagging, etc.
Note | The following dimensions will all be "Conductor Length" not route length, no allowance made for sag, waste.
3.1.1 | ASCR Squirrel [Steel reinforced aluminium conductor un-greased] | D-DT 3136
3.1.2 | ASCR FOX [Steel reinforced aluminium conductor un-greased] | D-DT 3136 | m | Rate Only
3.1.3 | ASCR HARE [Steel reinforced aluminium conductor un-greased] | D-DT 3136
3.2 | MV Miscellaneous Items
This equipment is measured for use at the discretion of the Engineer and do not form part of any of the structures measured below
3.2.1 | Full Tension Joint | D-DT 3073
3.2.1.1 | ASCR Fox |  | No | Rate Only
3.2.1.2 | ASCR Hare |  | No | Rate Only
3.2.2 | Vibration Damper | D-DT 3175
3.2.2.1 | ASCR Fox |  | No | Rate Only
3.2.2.2 | ASCR Hare |  | No | Rate Only
3.2.3 | Crimp Connectors
3.2.3.1 | Joint, Non-Ten Al 6.3-9.0 D I/Crimp | D-DT 3098 | No | Rate Only
3.2.3.2 | Joint, Non-Ten Al 9.0-15.0 D I/Crimp | D-DT 3098 | No | Rate Only
3.2.3.3 | Tap Conn, T-Off 6.3-9.0 I/C | D-DT 3153 | No | Rate Only
3.2.3.4 | Tap Conn, T-Off 9.0-15.0 I/C | D-DT 3153 | No | Rate Only
3.2.3.5 | Tap Conn, T-Off 9.0-15.0 To 6.3-9.0 I/C | D-DT 3153 | No | Rate Only
3.2.3.6 | Line Tap, Br Tinned Cond 2x6.OW (16SQ) | D-DT 3101 | No | Rate Only
3.2.4 | Pistol Grips for Road-Crossings (Supply and install per structure) | D-DT 7022
3.2.4.1 | 35mm² - 2 Phase [set of 2] |  | No | Rate Only
3.2.4.2 | 35mm² - 3 Phase [set of 3] |  | No | Rate Only
3.2.4.3 | 63mm² - 2 Phase [set of 2] |  | No | Rate Only
3.2.4.4 | 63mm² - 3 Phase [set of 3] |  | No | Rate Only
3.2.5 | MV Link Lines - Intermediate Structure - BIL Gap Device Installation | D-EC-0310 | No | Rate Only
3.2.6 | Insulator, line post 11kV
3.2.6.1 | 4kN 31mm/kV porc | D-DT 3017
3.2.6.2 | 10kN 31mm/kV porc | D-DT 3017
3.2.7 | Bird Flappers [only the EBM type may be used] | D-DT 3053
BILL NO 3 - MEDIUM VOLTAGE OVERHEAD DISTRIBUTION SYSTEM
|  | ENQUIRY NO |  | REV NO
Item | Description | Detail Reference | Unit | Tender Quantity | Supply Rate | Supply total | Install Rate | Install total | Total Price (R)
Medium Voltage Structures
Note | Supply and install all material as specified for the construction of the following MV structures. Including bonding of hardware and earthing. Allow for the following structures and insulator assemblies in accordance with the specifications as shown in the drawings. Include the specified crossarms, drilling of holes and treating of such holes, the provision of the U-nails and earthwire in accordance with Eskom specifications. The supply and installation of 15m of 3/3.35x1100MPa steel wire for a BIL for each pole structure as per Eskom specification. Exclude the supply and planting of poles, stays and struts which are measured elsewhere.
3.3 | Medium Voltage Structures - Dual Phase
1310 SERIES [Phase / Phase - Staggered Vertical]
3.3.1 | Phase/Phase - Staggered Vertical - Intermediate - (0°) Deviation | D-DT 1310 | No. | Rate only
3.3.2 | Phase/Phase - Staggered Vertical - Intermediate - (1°-10°) Deviation | D-DT 1311 | No. | Rate only
3.3.3 | Phase/Phase - Staggered Vertical - Strain - (0°) Deviation | D-DT 1313 | No. | Rate only
3.3.4 | Phase/Phase - Staggered Vertical - Strain - Small (1°-30°) Deviation | D-DT 1314 | No. | Rate only
3.3.5 | Phase/Phase - Staggered Vertical - Strain - Large (30°-90°) Deviation | D-DT 1315 | No. | Rate only
3.3.6 | Phase/Phase - Staggered Vertical - Strain - Terminal | D-DT 1316 | No. | Rate only
1340 SERIES [Phase/Phase - 2,5 m wood x-arm]
3.3.7 | Phase/Phase - 2,5 m wood x-arm - Strain - (0°) Deviation | D-DT 1343 | No. | Rate only
3.3.8 | Phase/Phase - 2,5 m wood x-arm - Strain - Medium (1° - 60°) Deviation | D-DT 1344 | No. | Rate only
3.3.9 | Phase/Phase - 2,5 m wood x-arm - Strain - Terminal | D-DT 1346 | No. | Rate only
3.3.10 | Phase /Phase 2,5m Wood X-arm - Intermediate - 0° Deviation | D-DT 1340B | No. | Rate only
BILL NO 3 - MEDIUM VOLTAGE OVERHEAD DISTRIBUTION SYSTEM
|  | ENQUIRY NO |  | REV NO
Item | Description | Detail Reference | Unit | Tender Quantity | Supply Rate | Supply total | Install Rate | Install total | Total Price (R)
1370 SERIES [Phase/Phase]
3.3.11 | Phase / phase - H-Pole/ 4,5m Wood X-arm - Strain - 0° Deviation | D-DT-1373 | No. | Rate only
3.3.12 | Phase / phase - H-Pole / 4,5m Wood X-arm - Strain - Medium(1°-60°) Deviation | D-DT-1374 | No. | Rate only
3.3.13 | Phase / phase - H-Pole / 4,5m Wood X-arm - Strain - Terminal | D-DT-1376 | No. | Rate only
Dual Phase Miscellaneous
3.3.14 | Phase/Phase A Frame – Intermediate - Two Insulators, includes Raptor Perch | D-EC 2063 | No. | Rate only
3.3.15 | Phase/Phase A Frame – Intermediate [Road Crossing] - Two Insulators, Includes Raptor Perch | D-EC 2063 | No. | Rate only
3.3.16 | Phase / phase - Delta / 2,5m Wood X-arm - Strain - Medium (1°-60°) Deviation | D-EC-1752 | No. | Rate only
3.3.17 | Phase / phase - Delta / 2x2,5m Wood X-arm - Strain - Large (60°-90°) Deviation | D-EC-1752 | No. | Rate only
BILL NO 3 - MEDIUM VOLTAGE OVERHEAD DISTRIBUTION SYSTEM
|  | ENQUIRY NO |  | REV NO
Item | Description | Detail Reference | Unit | Tender Quantity | Supply Rate | Supply total | Install Rate | Install total | Total Price (R)
3.4 | Medium Voltage Structures - Three Phase
1740 series [Delta - 2,5 m wood x-arm]
3.4.1 | Delta / 2,5m Wood X-arm - Intermediate - 0° Deviation | D-DT 1740B | No | Rate only
3.4.2 | Delta / 2,5m Wood X-arm - Strain - 0° Deviation | D-DT 1743 | No | Rate only
3.4.3 | Delta / 2,5m Wood X-arm - Strain - Medium(1°-60°) Deviation | D-DT 1744 | No | Rate only
3.4.3 | Delta / 2,5m Wood X-arm - Strain - Terminal | D-DT 1746 | No | Rate only
3.4.4 | Delta / 2x2,5m Wood X-arm - Strain - 0° Medium (60-90) Deviation | D-DT 1745 | No | Rate only
3.4.5 | Delta / 2x2,5m Wood X-arm - Strain - 0° Deviation | D-DT 1748 | No | Rate only
| 1750 series [Delta - 4,5 m wood x-arm] |  | No | Rate only
3.4.6 | 3 Phase - Delta / 4,5m Wood X-arm - Strain - 0° Deviation | D-DT-1753 | No | Rate only
3.4.6 | 3 phase - H-Pole / 4,5m Wood X-arm - intermediate - 0° Deviation | D-DT-1770 | No | Rate only
3.4.7 | 3 phase - H-Pole / 4,5m Wood X-arm - Strain - 0° Deviation | D-DT-1773 | No | Rate only
3.4.7 | 3 phase - H-Pole / 4,5m Wood X-arm - Strain - Medium(1°-60°) Deviation | D-DT-1774 | No | Rate only
3.4.8 | 3 phase - H-Pole / 3,5m Wood X-arm - Strain - Terminal | D-DT-1776 | No | Rate only
3.4.9 | 3 phase - H-Pole / 2x4,5m Wood X-arm - Strain - 1-60° Deviation | D-DT-1778 | No | Rate only
3.4.10 | 3 phase - H-Pole / 2 x 4,5m Wood X-arm - In-Line Strain | D-DT-1777 | No | Rate only
3.4.11 | 3 phase - H-Pole / 3,5m Wood X-arm - Strain - Terminal | D-DT-1766 | No | Rate only
Three Phase Miscellaneous
3.4.11 | Three Phase A Frame – Intermediate - Includes Raptor Perch | D-EC 2063 | No | Rate only
3.4.12 | Three Phase A Frame – Intermediate [Road Crossing] - Includes Raptor Perch | D-EC 2063 | No | Rate only
3.4.13 | Three phase - Delta / 2,5m Wood X-arm - Strain - Medium (1°-60°) Deviation | D-EC-1752 | No | Rate only
3.4.14 | 3 phase - Trips - Strain - 0° Deviation Front View | D-DT-1783 | No | Rate only
3.4.15 | 3 phase - Trips - Strain - 10-60° Deviation Front View | D-DT-1784 | No | Rate only
BILL NO 3 - MEDIUM VOLTAGE OVERHEAD DISTRIBUTION SYSTEM
|  | ENQUIRY NO |  | REV NO
Item | Description | Detail Reference | Unit | Tender Quantity | Supply Rate | Supply total | Install Rate | Install total | Total Price (R)
3.5 | Medium Voltage Structures -Auxiliaries
3.5.1 | Phase / Phase Take-off - Vertical | D-DT-1811 | No | Rate only
3.5.2 | Phase / Phase Take-off - 2,5m Wooden X-arm | D-DT-1814 | No | Rate only
3.5.3 | 3 phase Take-off - 2,5m Wooden X-arm | D-DT-1804 | No | Rate only
3.5.4 | 3 phase Take-off - 2x2,5m Wooden X-arm | D-DT-1805 | No
3.5.5 | Transformer - 2 pole Platform mounted - 16-50kVA In Line / Terminal Structure | D-DT-1860 | No | Rate only
3.5.6 | Transformer - Single pole mount - 16-50kVA - Stand Off Structure 4,5m Crossarm | D-DT-1866B | No | Rate only
3.5.7 | Transformer - 2 Pole Platform mounted - 100-200kVA - In Line Structure | D-DT-1861 | No
3.5.8 | Transformer - 2 Pole Platform mounted - 100-200kVA - Stand off Structure | D-DT-1865B | No | Rate only
3.5.9 | 3-PH MV T-OFF ASSEMBLY (VERTICAL) FROM INTERMEDIATE / STRAIN VERTICAL 600mm SPACING | D-DT-1910 | No | Rate only
3.5.10 | Section Links - Cut-outs - 2,5m Wood X-arm / Single Pole | D-DT-1848/9 | No | Rate only
3.5.11 | Auto Recloser Structure ER | D-DT-1829B | No | Rate only
3.5.12 | Closed Delta Voltage Regulator (Includes Earthing) | D-DT-0264 | No | Rate only
|  | D-DT-1834 | No
3.6 | Testing
Allowance shall be made for the complete testing and commissioning of the Medium Voltage overhead distribution system
3.6.1 | MV Test |  | No | Rate Only

## 4 LV Overhead
BILL NO 4 - LV OVERHEAD DISTRIBUTION LINES
|  | ENQUIRY NO |  | REV NO
Item | Description | Detail Reference | Unit | Measured Quantity | Supply Rate | Supply total | Install Rate | Install total | Total Price (R)
4.1 | LV CONDUCTOR
Note | The unit rate per meter shall include the tensioning and stringing of the conductor in accordance with the sag and stress tables provided by the manufacturer with all plant, equipment and accessories required to erect an LV overhead distribution line i.e. Drum trailer, winch, wind-off pulleys, pulling rope/cable with connection, dynamometer, slide-lock, sheathed synthetic-fibre belt, woven snatch belt, snatch block, tackle, shackle, etc.
Note | Measured lengths for stringing shall be net Conductor lengths and unit rates shall include for sag, off-cuts, etc.
Supply and safely store conductor and transport to site and string. The conductor will be delivered on sealed drums and adequate allowance shall be made for the correct handling thereof.
4.1.1 | ASCR Squirrel [Steel reinforced aluminium conductor un-greased] | D-DT 3136
4.1.1.1 | Single Phase (L+N) |  | m | rate only
4.1.1.2 | Dual phase (L+L+N) |  | m | rate only
4.1.1.3 | Three Phase (L+L+L+N) |  | m | rate only
4.1.2 | AAAC 35 MM [Steel reinforced aluminium conductor un-greased] | D-DT 3136
4.1.2.1 | Single Phase (L+N) |  | m | rate only
4.1.2.2 | Dual phase (L+L+N) |  | m | rate only
4.1.2.3 | Three Phase (L+L+L+N) |  | m | rate only
4.1.3 | ASCR Mink [Steel reinforced aluminium conductor un-greased] | D-DT 3136
4.1.3.1 | Single Phase (L+N) |  | m | rate only
4.1.3.2 | Dual phase (L+L+N) |  | m | rate only
4.1.3.3 | Three Phase (L+L+L+N) |  | m | rate only
4.1.4 | COND, AERIAL BUND 2 CORE XLPE 35mmSQ WITH INSULATED NUTRAL [ABC 1x35mm2 + 1x54mm2 N] | D DT 3141 | m | rate only
rate only
4.1.5 | COND, AERIAL BUND 3 CORE XLPE 35mmSQ WITH INSULATED NUTRAL [ABC 2x35mm2 + 1x54mm2 N] | D DT 3141 | m | rate only
4.1.6 | COND, AERIAL BUND 4 CORE XLPE 35mmSQ WITH BARE NUTRAL [ABC 3x35mm2 + 1x54mm2 N] | D DT 3141 | m | Rate Only
4.1.7 | COND, AERIAL BUND 3 CORE XLPE 70mmSQ WITH INSULATED NUTRAL [ABC 2x70mm2 + 1x54mm2 N] | D DT 3141 | m | Rate Only
4.1.8 | COND, AERIAL BUND 4 CORE XLPE 70mmSQ WITH INSULATED NUTRAL [ABC 3x70mm2 + 1x54mm2 N] | D DT 3141 | m | Rate Only
BILL NO 4 - LV OVERHEAD DISTRIBUTION LINES
|  | ENQUIRY NO |  | REV NO
Item | Description | Detail Reference | Unit | Tender Quantity | Supply Rate | Supply total | Install Rate | Install total | Total Price (R)
LV STRUCTURES
Supply and install all the materials as specified for the following
4.2 | LV STRUCTURES SINGLE PHASE
4.2.1 | LV INTERMEDIATE FOR 1-PH O/WIRE NEUTRAL (0 - 5DEG) | D-DT 0960
4.2.1.1 | 25mm² Conductor |  | No | rate only
4.2.1.2 | 35mm² Conductor |  | No | rate only
4.2.1.3 | 63mm² Conductor |  | No | rate only
4.2.2 | LV INTERMEDIATE FOR 1-PH O/WIRE NEUTRAL (5 - 100DEG) | D-DT 0962
4.2.2.1 | 25mm² Conductor |  | No | rate only
4.2.2.2 | 35mm² Conductor |  | No | rate only
4.2.2.3 | 63mm² Conductor |  | No | rate only
4.2.3 | LV TERMINAL FOR 1-PH O/WIRE | D-DT 0964
4.2.3.1 | 25mm² Conductor |  | No | rate only
4.2.3.2 | 35mm² Conductor |  | No | rate only
4.2.3.3 | 63mm² Conductor |  | No | rate only
4.2.4 | LV T-OFF ASSEMBLY FROM INTERM WITH 1-PH O/WIRE | D-DT 0965
4.2.4.1 | 25mm² Conductor |  | No | rate only
4.2.4.2 | 35mm² Conductor |  | No | rate only
4.2.4.3 | 63mm² Conductor |  | No | rate only
4.2.5 | LV T-OFF ASSEMBLEY FROM STRAIN WITH 1-PH O/WIRE | D-DT 0967
4.2.5.1 | 25mm² Conductor |  | No | rate only
4.2.5.2 | 35mm² Conductor |  | No | rate only
4.2.5.3 | 63mm² Conductor |  | No | rate only
4.2.6 | LV 1-PH ABC TO 1-PH O/WIRE | D-DT 0970
4.2.6.1 | 25mm² Conductor |  | No | rate only
4.2.6.2 | 35mm² Conductor |  | No | rate only
4.2.6.3 | 63mm² Conductor |  | No | rate only
4.3 | LV STRUCTURES DUAL PHASE
4.3.1 | LV INTERMEDIATE FOR 2-PH O/WIRE NEUTRAL (0 - 5DEG) | D-DT 0940
4.3.1.1 | 25mm² Conductor |  | No | rate only
4.3.1.2 | 35mm² Conductor |  | No | rate only
4.3.1.3 | 63mm² Conductor |  | No | rate only
4.3.2 | LV INTERMEDIATE FOR 2-PH O/WIRE NEUTRAL (0 - 100DEG) | D-DT 0942
4.3.2.1 | 25mm² Conductor |  | No | rate only
4.3.2.2 | 35mm² Conductor |  | No | rate only
4.3.2.3 | 63mm² Conductor |  | No | rate only
4.3.3 | LV TERMINAL FOR 2-PH O/WIRE | D-DT 0944
4.3.3.1 | 25mm² Conductor |  | No | rate only
4.3.3.2 | 35mm² Conductor |  | No | rate only
4.3.3.3 | 63mm² Conductor |  | No | rate only
4.3.4 | LV T-OFF ASSEMBLY FROM INTERM WITH 2-PH O/WIRE | D-DT 0945
4.3.4.1 | 25mm² Conductor |  | No | rate only
4.3.4.2 | 35mm² Conductor |  | No | rate only
4.3.4.3 | 63mm² Conductor |  | No | rate only
4.3.5 | LV T-OFF ASSEMBLEY FROM STRAIN WITH 2-PH O/WIRE | D-DT 0947
4.3.5.1 | 25mm² Conductor |  | No | rate only
4.3.5.2 | 35mm² Conductor |  | No | rate only
4.3.5.3 | 63mm² Conductor |  | No | rate only
4.3.6 | LV 2-PH ABC TO 2-PH O/WIRE | D-DT 0950
4.3.6.1 | 25mm² Conductor |  | No | rate only
4.3.6.2 | 35mm² Conductor |  | No | rate only
4.3.6.3 | 63mm² Conductor |  | No | rate only
BILL NO 4 - LV OVERHEAD DISTRIBUTION LINES
|  | ENQUIRY NO |  | REV NO
Item | Description | Detail Reference | Unit | Tender Quantity | Supply Rate | Supply total | Install Rate | Install total | Total Price (R)
LV STRUCTURES Ctd
4.4 | LV OW STRUCTURES THREE PHASE
4.4.1 | LV INTERMEDIATE FOR 3-PH O/WIRE NEUTRAL (0 - 5DEG) | D-DT 0920
4.4.1.1 | 25mm² Conductor |  | No | rate only
4.4.1.2 | 35mm² Conductor |  | No | rate only
4.4.1.3 | 63mm² Conductor |  | No | rate only
4.4.2 | LV INTERMEDIATE FOR 3-PH O/WIRE NEUTRAL (0 - 100DEG) | D-DT 0922
4.4.2.1 | 25mm² Conductor |  | No | rate only
4.4.2.2 | 35mm² Conductor |  | No | rate only
4.4.2.3 | 63mm² Conductor |  | No | rate only
4.4.3 | LV TERMINAL FOR 3-PH O/WIRE | D-DT 0924
4.4.3.1 | 25mm² Conductor |  | No | rate only
4.4.3.2 | 35mm² Conductor |  | No | rate only
4.4.3.3 | 63mm² Conductor |  | No | rate only
4.4.4 | LV T-OFF ASSEMBLY FROM INTERM WITH 3-PH O/WIRE | D-DT 0925
4.4.4.1 | 25mm² Conductor |  | No | rate only
4.4.4.2 | 35mm² Conductor |  | No | rate only
4.4.4.3 | 63mm² Conductor |  | No | rate only
4.4.5 | LV T-OFF ASSEMBLEY FROM STRAIN WITH 3-PH O/WIRE | D-DT 0927
4.4.5.1 | 25mm² Conductor |  | No | rate only
4.4.5.2 | 35mm² Conductor |  | No | rate only
4.4.5.3 | 63mm² Conductor |  | No | rate only
4.4.6 | LV CROSS INTERM-STRAIN ASSEMBLY WITH 3-PH O/WIRE | D-DT 0934
4.4.6.1 | 25mm² Conductor |  | No | rate only
4.4.6.2 | 35mm² Conductor |  | No | rate only
4.4.6.3 | 63mm² Conductor |  | No | rate only
4.5 | LV ABC STRUCTURES SINGLE PHASE
4.5.1 | ABC Suspension Assembly 0-30 | D-DT-1153 | No | Rare Only
4.5.2 | ABC Terminal Assembly | D-DT-1154 | No | Rare Only
4.5.3 | ABC Strain Assembly (0-60°) | D-DT-1155 | No | Rare Only
4.5.4 | ABC Strain Assembly (60-90°) | D-DT-1156 | No | Rare Only
4.5.5 | ABC T from Intermediate | D-DT-1157 | No | Rare Only
4.5.6 | ABC Intermediate Suspension Assembly | D-DT-1158 | No | Rare Only
4.5.7 | ABC T from Strain | D-DT-1159 | No | Rare Only
4.5.8 | ABC X Intermediate-Strain Assembly | D-DT-1160 | No | Rare Only
4.6 | LV ABC STRUCTURES DUAL PHASE
4.6.1 | ABC Suspension Assembly 0-30 | D-DT-1145 | No | Rare Only
4.6.2 | ABC Terminal Assembly | D-DT-1146 | No | Rare Only
4.6.3 | ABC Strain Assembly (0-60°) | D-DT-1147 | No | Rare Only
4.6.4 | ABC Strain Assembly (60-90°) | D-DT-1148 | No | Rare Only
4.6.5 | ABC T from Intermediate | D-DT-1149 | No | Rare Only
4.6.6 | ABC Intermediate Suspension Assembly | D-DT-1150 | No | Rare Only
4.6.7 | ABC T from Strain | D-DT-1151 | No | Rare Only
4.6.8 | ABC X Intermediate-Strain Assembly | D-DT-1152 | No | Rare Only
4.7 | LV ABC STRUCTURES THREE PHASE
4.7.1 | ABC Suspension Assembly 0-30 | D-DT-1100 | No | Rare Only
4.7.2 | ABC Terminal Assembly | D-DT-1120 | No | Rare Only
4.7.3 | ABC Strain Assembly (0-60°) | D-DT-1121 | No | Rare Only
4.7.4 | ABC Strain Assembly (60-90°) | D-DT-1122 | No | Rare Only
4.7.5 | ABC T from Intermediate | D-DT-1140 | No | Rare Only
4.7.6 | ABC Intermediate Suspension Assembly | D-DT-1141 | No | Rare Only
4.7.7 | ABC T from Strain | D-DT-1142 | No | Rare Only
4.7.8 | ABC X Intermediate-Strain Assembly | D-DT-1143 | No | Rare Only
BILL NO 4 - LV OVERHEAD DISTRIBUTION LINES
Sqintini Electrification - 46 Connections |  | ENQUIRY NO |  | REV NO
Item | Description | Detail Reference | Unit | Tender Quantity | Supply Rate | Supply total | Install Rate | Install total | Total Price (R)
4.8 | LV Fuse Switch Units
Supply , deliver to site, off load on site and safely store. The fused switch shall be supplied complete with the pole mounting bracket, nuts, bolts, washers, etc. for securing the unit to the wooden pole. The fuses shall be supplied with the fuse switch unit. Fuse ratings shall be as shown on the drawings. Install the on load fused disconnecting switch on the transformer structure including the drilling of holes as required, including the termination of the LV ABC to the unit.
4.8.1 | Single pole 80A Load disconnecting switch similar to MORSDORPHER 80A | D-DT 3182 | No | Rate Only
4.8.2 | Double pole 80A Load disconnecting switch similar to MORSDORPHER 80A\125A | D-DT 3182 | No | Rate Only
4.8.3 | 63 Amp. Fuses | D-DT 3181 | No | Rate Only
4.8.3 | 80 Amp. Fuses | D-DT 3181 | No | Rate Only
4.8.3 | 160 Amp. Fuses | D-DT 3181 | No | Rate Only
4.9 | LV Pole Mounted Service Boxes
Supply and install on a wooden and/or concrete pole a pole mounted distribution box as specified for Split Metering, complete with pole mounting brackets, cable ties, PG clamps, miniture circuit breaker(s), neutral, phase and earth bars, insulated copper tails for connecting to LV ABC, insulation piercing connectors, LV OW, PG Clamps and factory installed cable openings. Included shall be the stainless steel strapping and buckles and terminations of the tails onto the LV Network.
4.9.1 | BOX,POLE TOP SPLIT METER 2-WAY 50A | D-DT 3055 | No | Rate Only
4.9.2 | BOX,POLE TOP SPLIT METER 4-WAY 50A | D-DT 3055 | No | Rate Only
| BOX,POLE TOP SPLIT METER 8-WAY 50A | D-DT 3055 | No | Rate Only
4.9.3 | 4-8 York type box, complete with insulated copper tails, insulation piercing connectors and nylon compression glands. | D-DT 3055 | No | Rate Only
4.10 | Earthing of LV Network
Note | All MV transformer earthing is measured elsewhere and all LV earths per structure are measured with the structure. This section is intended for LV earths at transformers
Supply and install all materials for the complete earthing of transformer structures for LV OW networks as specified. Included in the rate shall be all required spikes, insulated copper conductor, galvanised conduits, staples, bare copper, excavations, backfilling, etc. The rate shall allow for one LV Tri-Star earth only, consisting of four earth spikes in accordance with the specifications. Additional earth spikes/conductor shall be measured elsewhere if required.
4.10.1 | LV Earth | D-DT 0630 | No | Rate Only
4.10.2 | Allowance shall be made for the testing of the earth resistance for the entire reticulation system in accordance with the TN-C-S earthing system as defined in the Distribution Standard Part 2 and any earth tests which may be required in terms of the standard and detailed specifications. | D-DT 0637 | Item | Rate Only
4.11 | Testing
Allowance shall be made for the testing of each LV distributor on accordance with the project specification. Included shall be the provision of test certificates and all documentation as required.
4.11.1 | LV Test |  | No | Rate Only

## 5 Overhead support
BILL NO 5 - SUPPORT FOR OVERHEAD RETICULATION
|  | ENQUIRY NO |  | REV NO
Item | Description | Detail Reference | Unit | Project Quantity | Supply Rate | Supply total | Install Rate | Install total | Total Price (R)
5.1 | Poles and Crossarms
Supply, off load on site and safely store Poles and Crossarms as supplied as free issue by Eskom. Transport to site of works and install pole in excavated hole, including cutting and scafing, kicking blocks, bonding, treating, etc. Excavations and compaction are measured elsewhere.
5.1.1 | 5m Pole, 80-99mm top diameter | DDT 0058 | No | Rate Only
5.1.2 | 7m Pole, 100-119mm top diameter | DDT 0050 | No
5.1.3 | 7m Pole, 120-139mm top diameter | D-DT-0050 | No | Rate Only
5.1.4 | 9m Pole, 140-159mm top diameter | D-DT-0055 | No | Rate Only
5.1.4 | 9m Pole, 160-179mm top diameter | D-DT-0055 | No | Rate Only
5.1.4 | 9m Pole, 180-199mm top diameter | D-DT-0055 | No | Rate Only
5.1.5 | 10m Pole, 200-219mm top diameter | D-DT-0055 | No | Rate Only
5.1.6 | 11m Pole, 140-159mm top diameter | D-DT-0055 | No | Rate Only
5.1.7 | 11m Pole, 160-179mm top diameter | D-DT-0051 | No | Rate Only
5.1.8 | 11m Pole, 180-199mm top diameter | D-DT-0051 | No | Rate Only
5.1.9 | 11m Pole, 200-219mm top diameter | D-DT-0051 | No | Rate Only
5.1.10 | 12m Pole, 160-180mm top diameter | D-DT-0053 | No | Rate Only
5.1.11 | 12m Pole, 180-200mm top diameter | D-DT-0053 | No | Rate Only
5.1.12 | 12m Pole, 200-220mm top diameter | D-DT-0056 | No | Rate Only
5.1.13 | 14m Pole, 200-220mm top diameter | D-DT-0056 | No | Rate Only
Supply, off load and install the following wooden cross arms.
5.1.14 | 2.5m, 140-159mm Diameter | D-DT-0061 | No | Rate Only
5.1.15 | 3.5m,140-159mm Diameter | D-DT-0062 | No | Rate Only
5.1.16 | 4.5m, 140-159mm Diameter | D-DT-0064 | No | Rate Only
5.1.17 | 6m, 140-159mm Diameter | D-DT-0064 | No | Rate only
Note | The unit price for a standard stay and an aerial stay shall exclude the wooden poles, but include the stay wire, stay rods, insulators, stay plate, stay guards, bitumastic paint, guy grip dead end, earthing of stay, line splice, precast concrete slabs, pole clamp, nuts bolts and washers etc.
The following stays shall be in accordance with the specification and shall include a stay plate
5.2.1 | LV Stay
5.2.1.1 | 1 x Conventional Anchor - 97kN | D-DT 0341 | No | Rate Only
5.2.1.2 | 1 x Conventional Anchor - 35kN | D-DT 0341 | No | Rate Only
5.2.2 | MV Stay
5.2.2.1 | 1 x Conventional Anchor - 97kN | D-DT 0341 | No | Rate Only
BILL NO 5 - SUPPORT FOR OVERHEAD RETICULATION
|  | ENQUIRY NO |  | REV NO
Item | Description | Detail Reference | Unit | Tender Quantity | Supply Rate | Supply total | Install Rate | Install total | Total Price (R)
The following struts shall be in accordance with the specification
5.2.3 | MV 11m Strut | D-DT-0342 | No | Rate Only
5.2.4 | LV 9m Strut | D-DT-0342 | No | Rate Only
The following flying stays shall be in accordance with the specifications and shall exclude poles
5.2.5 | MV Flying Stay 97kN | D-DT-0343 | No | Rate Only
5.2.6 | LV Flying Stay 35kN | D-DT-0343 | No | Rate Only
5.2.7 | MV Flying Stay 97kN | D-DT-0343 | No | Rate Only
5.3 | The following anti-climbing devices shall include barbed wire as specified
5.3.1 | Anti climbing device installed on wood pole |  | No | Rate Only
5.3.2 | Anti climbing device installed on stay |  | No
5.4 | Excavations and Compaction
Note | The excavations for service connections are measured elsewhere
Determination of pole positions, excavate in all ground conditions as necessary, and supply a mechanical boring device if required. The rate shall include backfilling, compaction to 93% MOD AASHTO density, and where necessary the supply and transportation of suitable ground as may be required to receive the desired compaction, except where cement is specified. Any damage to existing services shall be made good by the Contractor at his own expense and to the approval or the PM(C). NOTE: Soil type is the contractors risk.
5.4.1 | Hole for 5m service pole - 1m deep | D-DT 0332 | No | Rate Only
5.4.2 | Hole for 7m service pole - 1.4m deep | D-DT 0332 | No | Rate Only
5.4.3 | Hole for 9m pole - 1.5m deep | D-DT 0332 | No | Rate Only
5.4.4 | Hole for 11m pole - 1.8m deep | D-DT 0332 | No | Rate Only
5.4.5 | Hole for 12m pole - 2.0m deep | D-DT 0332 | No | Rate Only
5.4.6 | Hole for 13m pole - 2.2m deep | D-DT 0332 | No
5.4.7 | Hole for LV stay - 1.4m deep | D-DT 0350 | No | Rate Only
5.4.8 | Hole for MV stay - 1.5m deep | D-DT 0350 | No | Rate Only
5.4.9 | Hole for LV strut - 1.4m deep | D-DT 0350 | No | Rate Only
5.4.10 | Hole for MV strut - 1.8m deep | D-DT 0350 | No | Rate Only
5.4.11 | Extra Over for blasting |  | No | Rate Only
5.4.12 | Extra Over for drilling |  | No | Rate Only
BILL NO 5 - SUPPORT FOR OVERHEAD RETICULATION
|  | ENQUIRY NO |  | REV NO
Item | Description | Detail Reference | Unit | Tender Quantity | Supply Rate | Supply total | Install Rate | Install total | Total Price (R)
5.5 | Pole Labels
Supply and install labels on all poles in accordance with the specifications including the provision of all fixing materials
5.5.1 | Supply and install transformer label for Transformer Structures |  | No | Rate only
5.5.2 | Supply and install switching label "22kV Switch" for all cut outs |  | No | Rate only
5.5.3 | Supply and install LV Feeder label |  | No | Rate only
5.5.4 | Supply and Install pole labels, incl. inscription for Medium voltage reticulation |  | No | Rate only
5.5.5 | Supply and Install pole labels, incl. inscription for Low voltage reticulation |  | No | Rate only
5.6 | Line Route Clearing
Clearing of trees from a servitude, including the stacking or disposal of cuttings and debris, as directed by Eskom, and the poisoning of stumps with an approved poison.
5.6.1 | Dense bush (thin dense blackwattles, thornbush or brambles - not possible to walk through) MV 12m wide strip (6m either side of the centre line) to be cleared and poisoned |  | m | Rate only
5.6.2 | Ditto, but for LV 1m wide strip and no poisoning required |  | m | Rate only
5.6.3 | Small trees (less than 30cm diameter scattered bush or plantation - accessible on foot) MV 12m wide strip (6m on either side of the line) to be cleared and poisoned |  | m | Rate only
5.6.4 | Ditto, but for LV 1m wide strip and no poisoning required |  | m | Rate only
5.6.5 | Large trees (greater than 30cm diameter) including poisoning |  | No | Rate only
5.7 | Concrete
Ready mix concrete slabs for pole bases as required
5.7.1 | Concrete bases |  | No | Rate only
| Supply and mix cement on site into material excavated from pole hole, including the provision of water to ensure the correct moisture content of the backfill material. |  |  | Rate only
5.7.2 | Cement mixture per hole |  | No | Rate only
5.8 | Survey
5.8.1 | Set out pole and stay positions as indicated on rough detail sketches by tape measure and sighting rods where survey was not done by Eskom; per peg |  | No | Rate only
5.8.2 | Electronic customer data capturing as per Works Information, includes customer application books, forms etc, including GPS Capture. |  | No | Rate only

## 6 House conn
BILL NO 6 - HOUSE CONNECTIONS
|  | ENQUIRY NO |  | REV NO
Item | Description | Detail Reference | Unit | Measured Quantity | Supply Rate | Supply total | Install Rate | Install total | Total Price (R)
6.1 | House Connections
House Connections (Type A), test and commissioning complete. Poles and excavation are measured elsewhere.
6.1.1 | Type A | D-DT-0360 | No | Rate only
House Connections (Type B), test and commissioning complete. Poles and excavation are measured elsewhere.
6.1.2 | Type B | D-DT-0361 | No | Rate only
6.2 | Take delivery of , off load on site and safely store on site the following Passive Base Units, complete with rail, galvanised steel mounting brackets for securing to the dwelling, nuts, bolts, washers and lock washers as required. Secure the passive base, and brackets to the dwelling as required including the termination of conductors. Excluding the conductors.
6.2.1 | Passive base and hardware to fit to Brick wall | D-DT 3171 | No | Rate only
6.2.2 | Passive base and hardware to fit to Mud wall | D-DT 3171 | No | Rate only
6.3 | Take delivery from Eskom, off load on site and safely store on site the Smart Meters, Data Concentrators and meter seals , Install as required.
6.3.1 | Install Smart Meter on Passive base (Split Meter supplied by ESKOM) | D-DT 3145 | No | Rate only
6.3.2 | Meter Seals | D-DT 3196 | No | Rate only
6.3.4 | Data Concentrators |  |  | Rate only
6.3.4 | Live Tests per Point of Delivery and Supply of abridged Certificate of Compliance |  | No | Rate only
6.4 | Conductor
Note | Measured lengths for stringing shall be net line route lengths and unit rates shall include for sag, cut-offs etc.
Supply and safely store and transport to site and string. The conductor will be delivered on sealed drums and adequate allowance shall be made for the correct handling thereof.
6.4.1 | CABLE 1kV 2C 6SQ CU CONC COMM D3140 | D-DT 3140 | m | Rate only
6.4.2 | 10MM Airdac | D-DT 3140 | m | Rate only
6.5 | Sundry Items
Determination of pole positions, excavate in all ground conditions as necessary, and supply a mechanical boring device if required. The rate shall include backfilling, compaction to 93% MOD AASHTO density, and where necessary the supply and transportation of suitable ground as may be required to receive the desired compaction, except where cement is specified. Any damage to existing services shall be made good by the Contractor at his own expense and to the approval or the PM(C).
6.5.1 | Trench 0.75m deep x 0.45m wide |  | m | Rate only
6.5.2 | Eskom ER Specification School Installation |  | m | Rate only
`

## 7 Dismantling
BILL NO 7 - DISMANTLING
|  | ENQUIRY NO |  | REV NO
Item | Description | Detail Reference | Unit | Measured Quantity | Supply Rate | Install Rate | Total Price (R)
7.1 | Dismantling
The unit rate shall allow for the complete dismantling of existing transformers, assemblies and the removal of all poles and anchors.
The rate shall include compaction to 93% MOD AASHTO density, and where necessary the supply and transportation of suitable ground as may be required to receive the desired compaction, except where cement is specified. Any damage to existing services shall be made good by the contractor at his own expense and to the approval or the PM(C).
Transformers to be neatly packed and poles stacked at the Tenderers site camp for disposal of, by the Eskom Asset Disposal Officer.
House Connections (Type B), test and commissioning complete. Poles and excavation are measured elsewhere.
7.1.1 | Dismantle Existing LV Line |  | m | Rate Only
7.1.2 | Remove Existing Transformer |  | Ea | Rate Only
7.1.3 | Upgrade Structure 2PH to 3PH (3PH structure under Bill 2) |  | Ea | Rate Only

## Summary
SUMMARY SCHEDULE
ENQUIRY NO
Bill | Description | Detail Reference | Supply | Labour | Total Price (R)
1 | PRELIMINARY AND GENERAL
2 | MEDIUM VOLTAGE SWITCHGEAR, SECTIONALISERS, TRANSFORMERS, ETC.
3 | MEDIUM VOLTAGE OVERHEAD DISTRIBUTION SYSTEM
4 | LOW VOLTAGE OVERHEAD DISTRIBUTION LINES
5 | SUPPORT FOR OVERHEAD RETICULATION
6 | HOUSE CONNECTIONS
7 | DISMANTLING
SUB TOTAL A EXCLUDING VAT
Contingency @ 5%
Less Retention @ 10%
SUB TOATAL B EXCLUDING VAT
VAT @ 15%
GRAND TOTAL INCLUDING VAT
(SUB TOTAL A + SUB TOTAL B)